## Index
Overview for Electricity North West in 2017/18 (v1)
This document, model or dataset has been prepared by Reckon LLP on the instructions of the DCUSA Panel or one of its working
groups. Only the DCUSA Panel and its working groups have authority to approve this material as meeting their requirements.
Reckon LLP makes no representation about the suitability of this material for the purposes of complying with any licence
conditions or furthering any relevant objective.
UNLESS STATED OTHERWISE, THIS WORKBOOK IS ONLY A PROTOTYPE FOR TESTING PURPOSES AND ALL THE DATA IN THIS MODEL ARE FOR ILLUSTRATION ONLY.
This workbook is structured as a series of named and numbered tables. There is a list of tables below, with hyperlinks. Above
each calculation table, there is a description of the calculations and hyperlinks to tables from which data are used. Hyperlinks
point to the relevant table column heading of the relevant table. Scrolling up or down is usually required after clicking a
hyperlink in order to bring the relevant data and/or headings into view. Some versions of Microsoft Excel can display a "Back"
button, which can be useful when using hyperlinks to navigate around the workbook.
Copyright 2009-2011 Energy Networks Association Limited and others. Copyright 2011-2015 Franck Latrémolière, Reckon LLP and others.
The code used to generate this spreadsheet includes open-source software published at https://github.com/f20/power-models.
Use and distribution of the source code is subject to the conditions stated therein. |  | Colour coding
Any redistribution of this software must retain the following disclaimer: |  | Input data
THIS SOFTWARE IS PROVIDED BY AUTHORS AND CONTRIBUTORS "AS IS" AND ANY EXPRESS OR IMPLIED WARRANTIES, INCLUDING, BUT NOT LIMITED |  | Constant value
TO, THE IMPLIED WARRANTIES OF MERCHANTABILITY AND FITNESS FOR A PARTICULAR PURPOSE ARE DISCLAIMED. IN NO EVENT SHALL AUTHORS OR |  | Formula: calculation
CONTRIBUTORS BE LIABLE FOR ANY DIRECT, INDIRECT, INCIDENTAL, SPECIAL, EXEMPLARY, OR CONSEQUENTIAL DAMAGES (INCLUDING, BUT NOT |  | Formula: copy
LIMITED TO, PROCUREMENT OF SUBSTITUTE GOODS OR SERVICES; LOSS OF USE, DATA, OR PROFITS; OR BUSINESS INTERRUPTION) HOWEVER CAUSED |  | Unused cell in input data table
AND ON ANY THEORY OF LIABILITY, WHETHER IN CONTRACT, STRICT LIABILITY, OR TORT (INCLUDING NEGLIGENCE OR OTHERWISE) ARISING IN |  | Unused cell in other table
ANY WAY OUT OF THE USE OF THIS SOFTWARE, EVEN IF ADVISED OF THE POSSIBILITY OF SUCH DAMAGE. |  | Unlocked cell for notes
Worksheet | Table | Type of table
Input | 1000. Company, charging year, data version | Input data
Input | 1001. CDCM target revenue | Composite
Input | 1010. Financial and general assumptions | Composite
Input | 1017. Diversity allowance between top and bottom of network level | Input data
Input | 1018. Proportion of relevant load going through 132kV/HV direct transformation | Input data
Input | 1019. Network model GSP peak demand (MW) | Input data
Input | 1020. Gross asset cost by network level (£) | Input data
Input | 1022. LV service model asset cost (£) | Input data
Input | 1023. HV service model asset cost (£) | Input data
Input | 1025. Matrix of applicability of LV service models to tariffs with fixed charges | Input data
Input | 1026. Matrix of applicability of LV service models to unmetered tariffs | Input data
Input | 1028. Matrix of applicability of HV service models to tariffs with fixed charges | Input data
Input | 1032. Loss adjustment factors to transmission | Input data
Input | 1037. Embedded network (LDNO) discounts | Input data
Input | 1041. Load profile data for demand users | Input data
Input | 1053. Volume forecasts for the charging year | Input data
Input | 1055. Transmission exit charges (£/year) | Input data
Input | 1059. Other expenditure | Input data
Input | 1060. Customer contributions under current connection charging policy | Input data
Input | 1061. Average split of rate 1 units by distribution time band | Input data
Input | 1062. Average split of rate 2 units by distribution time band | Input data
Input | 1064. Average split of rate 1 units by special distribution time band | Input data
Input | 1066. Typical annual hours by special distribution time band | Input data
Input | 1068. Typical annual hours by distribution time band | Input data
Input | 1069. Peaking probabilities by network level | Input data
Input | 1092. Average kVAr by kVA, by network level | Input data
Input | 1201. Current tariff information | Input data
LAFs | 2001. Loss adjustment factors to transmission | Composite
LAFs | 2002. Mapping of DRM network levels to core network levels | Fixed data
LAFs | 2003. Loss adjustment factor to transmission for each DRM network level | Sum-product calculation
LAFs | 2004. Loss adjustment factor to transmission for each network level | Combine tables
LAFs | 2005. Network use factors | Fixed data
LAFs | 2006. Proportion going through 132kV/EHV | Calculation
LAFs | 2007. Proportion going through EHV | Calculation
LAFs | 2008. Proportion going through EHV/HV | Calculation
LAFs | 2009. Rerouteing matrix for all network levels | Combine tables
LAFs | 2010. Network use factors: interim step in calculations before adjustments | Sum-product calculation
LAFs | 2011. Network use factors for all tariffs | Combine tables
LAFs | 2012. Loss adjustment factors between end user meter reading and each network level, scaled by network use | Calculation
DRM | 2101. Annuity rate | Calculation
DRM | 2102. Loss adjustment factor to transmission for each core level | Combine tables
DRM | 2103. Loss adjustment factors | Composite
DRM | 2104. Diversity calculations | Special calculation
DRM | 2105. Network model total maximum demand at substation (MW) | Calculation
DRM | 2106. Network model contribution to system maximum load measured at network level exit (MW) | Calculation
DRM | 2107. Rerouteing matrix for DRM network levels | Combine tables
DRM | 2108. GSP simultaneous maximum load assumed through each network level (MW) | Sum-product calculation
DRM | 2109. Network model annuity by simultaneous maximum load for each network level (£/kW/year) | Calculation
SM | 2201. Asset £/customer from LV service models | Sum-product calculation
SM | 2202. LV unmetered service model assets £/(MWh/year) | Sum-product calculation
SM | 2203. LV unmetered service model asset charge (p/kWh) | Calculation
SM | 2204. Asset £/customer from HV service models | Sum-product calculation
SM | 2205. Service model assets by tariff (£) | Combine tables
SM | 2206. Replacement annuities for service models | Composite
Loads | 2301. Demand coefficient (load at time of system maximum load divided by average load) | Calculation
Loads | 2302. Load coefficient | Combine tables
Loads | 2303. Discount map | Fixed data
Loads | 2304. LDNO discounts and volumes adjusted for discount | Composite
Loads | 2305. Equivalent volume for each end user | Cell summation
Multi | 2401. Adjust annual hours by distribution time band to match days in year | Composite
Multi | 2402. Normalisation of split of rate 1 units by time band | Composite
Multi | 2403. Split of rate 1 units between distribution time bands | Combine tables
Multi | 2404. Normalisation of split of rate 2 units by time band | Composite
Multi | 2405. Split of rate 2 units between distribution time bands | Combine tables
Multi | 2406. Split of rate 3 units between distribution time bands (default) | Fixed data
Multi | 2407. All units (MWh) | Calculation
Multi | 2408. Calculation of implied load coefficients for one-rate users | Calculation
Multi | 2409. Calculation of implied load coefficients for two-rate users | Calculation
Multi | 2410. Calculation of implied load coefficients for three-rate users | Calculation
Multi | 2411. Calculation of adjusted time band load coefficients | Composite
Multi | 2412. Normalisation of peaking probabilities | Composite
Multi | 2413. Peaking probabilities by network level (reshaped) | Reshape table
Multi | 2414. Pseudo load coefficient by time band and network level | Calculation
Multi | 2415. Single rate non half hourly pseudo timeband load coefficients | Copy cells
Multi | 2416. Single rate non half hourly units (MWh) | Copy cells
Multi | 2417. Single rate non half hourly timeband use | Copy cells
Multi | 2418. Single rate non half hourly tariff pseudo load coefficient | Sum-product calculation
Multi | 2419. Multi rate non half hourly units (MWh) | Copy cells
Multi | 2420. Multi rate non half hourly pseudo timeband load coefficients | Copy cells
Multi | 2421. Multi rate non half hourly timeband use | Copy cells
Multi | 2422. Multi rate non half hourly tariff pseudo load coefficient | Sum-product calculation
Multi | 2423. Off-peak non half hourly units (MWh) | Copy cells
Multi | 2424. Off-peak non half hourly pseudo timeband load coefficients | Copy cells
Multi | 2425. Off-peak non half hourly timeband use | Copy cells
Multi | 2426. Off-peak non half hourly tariff pseudo load coefficient | Sum-product calculation
Multi | 2427. Aggregated half hourly units (MWh) | Copy cells
Multi | 2428. Aggregated half hourly pseudo timeband load coefficients | Copy cells
Multi | 2429. Aggregated half hourly timeband use | Copy cells
Multi | 2430. Aggregated half hourly tariff pseudo load coefficient | Sum-product calculation
Multi | 2431. Average non half hourly tariff pseudo load coefficient | Calculation
Multi | 2432. Average non half hourly timeband use | Calculation
Multi | 2433. Aggregated half hourly tariff pseudo load coefficient using average non half hourly unit mix | Sum-product calculation
Multi | 2434. Relative correction factor for aggregated half hourly tariff | Calculation
Multi | 2435. Correction factor for non half hourly tariffs | Calculation
Multi | 2436. Single rate non half hourly corrected pseudo timeband load coefficient | Calculation
Multi | 2437. Multi rate non half hourly corrected pseudo timeband load coefficient | Calculation
Multi | 2438. Off-peak non half hourly corrected pseudo timeband load coefficient | Calculation
Multi | 2439. Aggregated half hourly corrected pseudo timeband load coefficient | Calculation
Multi | 2440. Pseudo load coefficient by time band and network level (equalised) | Combine tables
Multi | 2441. Unit rate 1 pseudo load coefficient by network level | Sum-product calculation
Multi | 2442. Unit rate 2 pseudo load coefficient by network level | Sum-product calculation
Multi | 2443. Unit rate 3 pseudo load coefficient by network level | Sum-product calculation
Multi | 2444. Adjust annual hours by special distribution time band to match days in year | Composite
Multi | 2445. Normalisation of split of rate 1 units by special time band | Composite
Multi | 2446. Split of rate 1 units between special distribution time bands | Combine tables
Multi | 2447. Split of rate 2 units between special distribution time bands (default) | Fixed data
Multi | 2448. Split of rate 3 units between special distribution time bands (default) | Fixed data
Multi | 2449. Calculation of implied special load coefficients for one-rate users | Calculation
Multi | 2450. Calculation of implied special load coefficients for three-rate users | Calculation
Multi | 2451. Estimated contributions to peak demand | Composite
Multi | 2452. Load coefficient correction factor for the group | Calculation
Multi | 2453. Calculation of special peaking probabilities | Composite
Multi | 2454. Special peaking probabilities by network level | Combine tables
Multi | 2455. Special peaking probabilities by network level (reshaped) | Reshape table
Multi | 2456. Pseudo load coefficient by special time band and network level | Calculation
Multi | 2457. Unit rate 1 pseudo load coefficient by network level (special) | Sum-product calculation
Multi | 2458. Unit rate 2 pseudo load coefficient by network level (special) | Sum-product calculation
Multi | 2459. Unit rate 3 pseudo load coefficient by network level (special) | Sum-product calculation
Multi | 2460. Unit rate 1 pseudo load coefficient by network level (combined) | Combine tables
Multi | 2461. Unit rate 2 pseudo load coefficient by network level (combined) | Combine tables
Multi | 2462. Unit rate 3 pseudo load coefficient by network level (combined) | Combine tables
SMD | 2501. Contributions of users on one-rate multi tariffs to system simultaneous maximum load by network level (kW) | Calculation
SMD | 2502. Contributions of users on two-rate multi tariffs to system simultaneous maximum load by network level (kW) | Calculation
SMD | 2503. Contributions of users on three-rate multi tariffs to system simultaneous maximum load by network level (kW) | Calculation
SMD | 2504. Estimated contributions of users on each tariff to system simultaneous maximum load by network level (kW) | Calculation
SMD | 2505. Contributions of users on each tariff to system simultaneous maximum load by network level (kW) | Combine tables
SMD | 2506. Forecast system simultaneous maximum load (kW) from forecast units | Cell summation
AMD | 2601. Pre-processing of data for standing charge factors | Composite
AMD | 2602. Standing charges factors adapted to use 132kV/HV | Combine tables
AMD | 2603. Capacity-based contributions to chargeable aggregate maximum load by network level (kW) | Calculation
AMD | 2604. Unit-based contributions to chargeable aggregate maximum load (kW) | Calculation
AMD | 2605. Contributions to aggregate maximum load by network level (kW) | Combine tables
AMD | 2606. Forecast chargeable aggregate maximum load (kW) | Cell summation
AMD | 2607. Forecast simultaneous load subject to standing charge factors (kW) | Calculation
AMD | 2608. Forecast simultaneous load replaced by standing charge (kW) | Cell summation
AMD | 2609. Calculated LV diversity allowance | Calculation
AMD | 2610. Network level mapping for diversity allowances | Fixed data
AMD | 2611. Diversity allowances including 132kV/HV | Sum-product calculation
AMD | 2612. Diversity allowances (including calculated LV value) | Combine tables
AMD | 2613. Forecast simultaneous maximum load (kW) adjusted for standing charges | Calculation
Otex | 2701. Operating expenditure coded by network level (£/year) | Combine tables
Otex | 2702. Network model assets (£) scaled by load forecast | Calculation
Otex | 2703. Annual consumption by tariff for unmetered users (MWh) | Copy cells
Otex | 2704. Total unmetered units | Cell summation
Otex | 2705. Service model asset data | Composite
Otex | 2706. Data for allocation of operating expenditure | Composite
Otex | 2707. Amount of expenditure to be allocated according to asset values (£/year) | Calculation
Otex | 2708. Total operating expenditure by network level (£/year) | Calculation
Otex | 2709. Operating expenditure percentage by network level | Calculation
Otex | 2710. Unit operating expenditure based on simultaneous maximum load (£/kW/year) | Calculation
Otex | 2711. Operating expenditure for customer assets p/MPAN/day | Composite
Otex | 2712. Operating expenditure for unmetered customer assets (p/kWh) | Calculation
Contrib | 2801. Network level of supply (for customer contributions) by tariff | Fixed data
Contrib | 2802. Contribution proportion of asset annuities, by customer type and network level of assets | Calculation
Contrib | 2803. Proportion of assets annuities deemed to be covered by customer contributions | Sum-product calculation
Contrib | 2804. Proportion of annual charge covered by contributions (for all charging levels) | Combine tables
Yard | 2901. Unit cost at each level, £/kW/year (relative to system simultaneous maximum load) | Combine tables
Yard | 2902. Pay-as-you-go yardstick unit costs by charging level (p/kWh) | Calculation
Yard | 2903. Contributions to pay-as-you-go unit rate 1 (p/kWh) | Calculation
Yard | 2904. Contributions to pay-as-you-go unit rate 2 (p/kWh) | Calculation
Yard | 2905. Contributions to pay-as-you-go unit rate 3 (p/kWh) | Calculation
Standing | 3001. Costs based on aggregate maximum load (£/kW/year) | Calculation
Standing | 3002. Capacity elements p/kVA/day | Calculation
Standing | 3003. Yardstick components p/kWh (taking account of standing charges) | Calculation
Standing | 3004. Contributions to unit rate 1 p/kWh by network level (taking account of standing charges) | Calculation
Standing | 3005. Contributions to unit rate 2 p/kWh by network level (taking account of standing charges) | Calculation
Standing | 3006. Contributions to unit rate 3 p/kWh by network level (taking account of standing charges) | Calculation
AggCap | 3101. Mapping of tariffs to tariff groups | Fixed data
AggCap | 3102. Capacity use for tariffs charged for capacity on an exit point basis | Composite
AggCap | 3103. Aggregate capacity (kW) | Sum-product calculation
AggCap | 3104. Aggregate number of users charged for capacity on an exit point basis | Sum-product calculation
AggCap | 3105. Average maximum kVA by exit point | Calculation
AggCap | 3106. Deemed average maximum kVA for each tariff | Sum-product calculation
AggCap | 3107. Capacity-driven fixed charge elements from standing charges factors p/MPAN/day | Calculation
Reactive | 3201. Network use factors for generator reactive unit charges | Fixed data
Reactive | 3202. Standard components p/kWh for reactive power (absolute value) | Calculation
Reactive | 3203. Standard reactive p/kVArh | Calculation
Reactive | 3204. Absolute value of load coefficient (kW peak / average kW) | Calculation
Reactive | 3205. Pay-as-you-go components p/kWh for reactive power (absolute value) | Calculation
Reactive | 3206. Pay-as-you-go reactive p/kVArh | Calculation
Aggreg | 3301. Unit rate 1 p/kWh (elements) | Combine tables
Aggreg | 3302. Unit rate 2 p/kWh (elements) | Combine tables
Aggreg | 3303. Unit rate 3 p/kWh (elements) | Combine tables
Aggreg | 3304. Fixed charge p/MPAN/day (elements) | Combine tables
Aggreg | 3305. Capacity charge p/kVA/day (elements) | Copy cells
Aggreg | 3306. Reactive power charge p/kVArh (elements) | Combine tables
Aggreg | 3307. Summary of charges before revenue matching | Cell summation
Revenue | 3401. Net revenues by tariff before matching (£) | Calculation
Revenue | 3402. Target CDCM revenue | Composite
Revenue | 3403. Revenue surplus or shortfall | Composite
Scaler | 3501. Factor to scale to £1/kW at transmission exit level | Calculation
Scaler | 3502. Applicability factor for £1/kW scaler | Combine tables
Scaler | 3503. Scalable elements of tariff components | Sum-product calculation
Scaler | 3504. Marginal revenue effect of scaler | Calculation
Scaler | 3505. Scaler value at which the minimum is breached | Calculation
Scaler | 3506. Constraint-free solution | Calculation
Scaler | 3507. Starting point | Calculation
Scaler | 3508. Solve for General scaler rate | Composite
Scaler | 3509. General scaler rate | Calculation
Scaler | 3510. Scaler | Calculation
Adjust | 3601. Tariffs before rounding | Calculation
Adjust | 3602. Decimal places | Fixed data
Adjust | 3603. Tariff rounding | Calculation
Adjust | 3604. All the way tariffs | Calculation
Adjust | 3605. Net revenues by tariff from rounding | Calculation
Adjust | 3606. Revenue forecast summary | Composite
Adjust | 3607. Tariffs | Calculation
Tariffs | 3701. Tariffs | Composite
Summary | 3801. Headline parameters | Composite
Summary | 3802. Revenue summary | Composite
Summary | 3803. Revenue summary by tariff component | Cell summation
M-Rev | 3901. Revenue matrix by tariff | Composite
M-Rev | 3902. Revenues by charging element and network level | Cell summation
CData | 4001. Revenues under current tariffs (£) | Calculation
CData | 4002. All-the-way volumes | Copy cells
CData | 4003. Normalised to | Fixed data
CData | 4004. Normalised volumes for comparisons | Calculation
CData | 4005. LDNO LV charges (normalised £) | Copy cells
CData | 4006. LDNO HV charges (normalised £) | Copy cells
CTables | 4101. Comparison with current all-the-way demand tariffs | Composite
CTables | 4102. LDNO margins in use of system charges | Composite
M-ATW | Tariff matrices | Notes
Technical model rules and version control
---
PerlModule: CDCM
agghhequalisation: rag
alwaysUseRAG: 1
checksums: ''
coincidenceAdj: ''
colour: orange
drm: top500gsp
extraLevels: 1
fixedCap: 1-4
matrices: big
noReplacement: blanket
pcd: 1
portfolio: 1
protect: 1
revisionText: r7062
scaler: levelledpickexitnogenminzero
standing: sub132
summary: consultation1
targetRevenue: dcp132
tariffs: commongensubdcp130dcp163pc12hhpc34hh
template: '%-model227+'
timeOfDay: timeOfDay179
unauth: ''
validation: lenientnomsg
'~codeValidation':
Ancillary/Validation.pm: fdb5a46b1b8fbd1573e33c165ae1cddec92c37ee
CDCM/AML.pm: b8e65799e0293d3f65d21d47e4c56b31688a9ab8
CDCM/Aggregation.pm: 372b53e6dba1fe9433020bbd13328009851a036a
CDCM/Contributions.pm: 59059a8d19bbfa52829fec34b5ea22693cd64085
CDCM/Discounts.pm: 7da37bdae365cee037cc886326918eeea537f8a9
CDCM/Loads.pm: 37ecb145b481f519789dd55df6b3abe350614bab
CDCM/Master.pm: 6beeb565422e1dc5aec583e69cf459cc95ca9ba9
CDCM/Matching.pm: a8a99513b1105ec79371ca31d8ca2d323cb517ca
CDCM/NetworkSizer.pm: 50def4231b67757f2bd222cc1579fa342876afd0
CDCM/Operating.pm: e01eeb096f43ab8cb183e26c30d2c1dc15d27a5d
CDCM/Reactive.pm: e2318e6ee9559bf7cd3cfcfff58c399eb12c866a
CDCM/Revenue.pm: bb9fa27043e2ec8edecdbd630bd6023962e87136
CDCM/Routeing.pm: b5f53b67c00da9f33b3134520ba4bdf36d12ccf7
CDCM/SML.pm: e7799175fb0b06ae377f08ff486dfb83205ab68c
CDCM/ServiceModels.pm: ef64ca7f9c557fd1ac7b71f36a3a643f83bf1d8f
CDCM/Setup.pm: f65c9424e5b82946dccbc0cc45cddf56423b1d24
CDCM/Sheets.pm: 2d406d14d6f3ef4c42dcc1996c2e6fabccd910c8
CDCM/Standing.pm: 0677863cc8c69940e82611a34f6a4cf6e6c938f6
CDCM/Summary.pm: c15db3008f08fafb234d9790d3cfbd0812e1fdf2
CDCM/Table1001.pm: f92bf3d78568d5addf3cba5ca9be6a33b0c0dcd9
CDCM/TariffList.pm: 5862c24646e9084505c961ce4882a61d76880847
CDCM/Tariffs.pm: 74408ddcb0ff951c20ab0d9e7295f437f444de05
CDCM/TimeOfDay179.pm: a73c7ed284224f9aee660d248df1208482914259
CDCM/Yardsticks.pm: 14fa4ca8c5e1b83888203f2a0a27b027b0e1be67
SpreadsheetModel/Arithmetic.pm: 629d127e38688ee0e58015f6e1ff913520351394
SpreadsheetModel/CalcBlock.pm: 838d832955c7671d8b9c042d855c105de22ef3c6
SpreadsheetModel/Columnset.pm: 9c41f8f190c0de29b53089e92b30b4b05a4bf80b
SpreadsheetModel/Custom.pm: 64258a1a23160d1b05311a838e34f4078f7516be
SpreadsheetModel/Dataset.pm: b85f0e902b8bce62f21a95cc6d2dfe7e812b9739
SpreadsheetModel/FormatLegend.pm: 83afcc2d5eedd8cd64613aae3d9a04dbb6e00702
SpreadsheetModel/GroupBy.pm: a05f4878f468a3191257c58c4711fc115bde7e7d
SpreadsheetModel/Label.pm: 053d8801da63a168d467ae3cf12c6c32325befe3
SpreadsheetModel/Labelset.pm: 04739284141966c1ce3b175d877edb97c79f48f4
SpreadsheetModel/Logger.pm: 504306d6f19faf478bdccc6fa8db41fc87859593
SpreadsheetModel/Notes.pm: 3d92bc2948537a675ba36a2fd72b6c965ac08d56
SpreadsheetModel/Object.pm: 1eb394612892d4786a4c6f6be1446bfaf92d9db0
SpreadsheetModel/Reshape.pm: 44d60329c15bdfdf839a71781406c921808898b4
SpreadsheetModel/SegmentRoot.pm: f684d07d04056e2553a5e46c1e78fe34c4ee6852
SpreadsheetModel/Shortcuts.pm: f067f969beb9395efdeaab6efe3241592b2908cc
SpreadsheetModel/Stack.pm: 05a927d320fe0b49a01b5d253723cf04175915ac
SpreadsheetModel/SumProduct.pm: 2ae76b5dc30c7b829aa206d41662d4147f4c1fa9
SpreadsheetModel/WorkbookCreate.pm: 67c6a52779375daf27c9f2efede9d45e753ca1eb
SpreadsheetModel/WorkbookFormats.pm: 1bccbe711e2d4ec3793c66bcd08cd58d5e188521
'~datasetName': Blank
'~datasetSource': Empty dataset
Generated on Wed 18 Nov 2015 17:21:18 by www.dcmf.co.uk

## Input
Input data for Electricity North West in 2017/18 (v1)
This sheet contains all the input data (except LLFCs which might be entered directly into the Tariff sheet).
1000. Company, charging year, data version
| Company | Year | Version
Company, charging year, data version | Electricity North West | 2017/18 | v1
1001. CDCM target revenue
| Further description | Term | CRC | Value | Revenue elements and subtotals (£/year)
Base Demand Revenue Before Inflation | A1 | PUt | CRC3 | 353523506.7812 | 353523506.7812
RPI Indexation Factor | A2 | PIADt | CRC3 | 1.121 | 42776344.3205
Merger Adjustment | A3 | MGt | CRC3 |  | 0
Base Demand Revenue | A = A1*A2 – A3 | BRt | CRC3 |  | 396299851.1018
Pass-Through Business Rates | B1 | RBt | CRC4 |  | 0
Pass-Through Licence Fees | B2 | LFt | CRC4 |  | 0
Pass-Through Transmission Exit | B3 | TBt | CRC4 |  | 0
Pass-Through Price Control Reopener | B4 | UNCt | CRC4 |  | 0
Pass-Through Others | B5 | MPTt, HBt, IEDt | CRC4 |  | 0
Allowed Pass-Through Items | B=B1+B2+B3+B4+B5 | PTt | CRC3 |  | 0
Losses Incentive #1 | C1 | UILt | CRC7 | 0 | 0
Losses Incentive #2 | C1 | PCOLt | CRC7 | 0 | 0
Losses Incentive #3 | C1 | –COLt | CRC7 | 0 | 0
Losses Incentive #4 | C1 | PPLt | CRC7 | 0 | 0
Quality of Service Incentive Adjustment | C2 | IQt | CRC8 | 12300000 | 12300000
Transmission Connection Point Charges Incentive Adjustment | C3 | ITt | CRC9 |  | 0
Innovation Funding Incentive Adjustment | C4 | IFIt | CRC10 |  | 0
Incentive Revenue for Distributed Generation | C5 | IGt | CRC11 |  | 0
Connection Guaranteed Standards Systems & Processes penalty | C6 | CGSRAt, CGSSPt, AUMt | CRC12 |  | 0
Low Carbon Network Fund #1 | C7 | LCN1t | CRC13 |  | 0
Low Carbon Network Fund #2 | C7 | LCN2t | CRC13 |  | 0
Low Carbon Network Fund #3 | C7 | LCN3t | CRC13 | 2821292.5752 | 2821292.5752
Incentive Revenue and Other Adjustments | C=C1+C2+C3+C4+C5+C6+C7 |  |  |  | 15121292.5752
Correction Factor | D | –Kt | CRC3 | -13730000 | -13730000
Tax Trigger Mechanism Adjustment | E | CTRAt | CRC3 | -133298.98 | -133298.98
Total Allowed Revenue | F=A+B+C+D+E | ARt |  |  | 397557844.697
Other 1. Excluded services - Top-up, standby, and enhanced system security | G1 (see note 1) | ES4 | CRC15 |  | 0
Other 2. Excluded services - Revenue protection services | G2 (see note 1) | ES5 | CRC15 | 0 | 0
Other 3. Excluded services - Miscellaneous | G3 (see note 1) | ES7 | CRC15 | 0 | 0
Other 4. | G4 |  |  | 0 | 0
Other 5. | G5 |  |  | 0 | 0
Total Other Revenue to be Recovered by Use of System Charges | G=G1+G2+G3+G4+G5 |  |  |  | 0
Total Revenue for Use of System Charges | H = F + G |  |  |  | 397557844.697
1. Revenue raised outside CDCM - EDCM and Certain Interconnector Revenue | I1 |  |  | 14572899.8797 | -14572899.8797
2. Voluntary under-recovery | I2 |  |  |  | 0
3. Revenue raised outside CDCM | I3 |  |  | 0 | 0
4. Revenue raised outside CDCM | I4 |  |  | 0 | 0
Total Revenue to be raised outside the CDCM | I=I1+I2+I3+I4 |  |  |  | -14572899.8797
Latest Forecast of CDCM Revenue | J = H – I |  |  |  | 382984944.8173
Note 1: Revenues associated with excluded services should only be included insofar as they are charged as Use of System Charges.
1010. Financial and general assumptions
Sources: financial assumptions; calendar; network model.
These financial assumptions determine the annuity rate applied to convert the asset values of the network model into an annual charge.
| Rate of return | Annualisation period (years) | Annuity proportion for customer-contributed assets | Power factor | Days in the charging year
Financial and general assumptions | 4.17% | 40 | 0 | 0.95 | 365
1017. Diversity allowance between top and bottom of network level
Source: operational data analysis and/or network model.
The diversity figure against GSP is the diversity between GSP Group (the whole system) and individual GSPs.
The diversity figure against 132kV is the diversity between GSPs (the top of the 132kV network) and 132kV/EHV bulk supply points (the bottom of the 132kV network).
The diversity figure against EHV is the diversity between 132kV/EHV bulk supply points (the top of the EHV network) and EHV/HV primary substations (the bottom of the EHV network).
The diversity figure against HV is the diversity between EHV/HV primary substations (the top of the HV network) and HV/LV substations (the bottom of the HV network).
Diversity allowance between top and bottom of network level
GSPs | 7.42%
132kV | 4.679%
132kV/EHV
EHV | 8.689%
EHV/HV
HV | 30.56%
HV/LV
LV circuits
1018. Proportion of relevant load going through 132kV/HV direct transformation
132kV/HV
EHV/HV
1019. Network model GSP peak demand (MW)
Network model GSP peak demand (MW)
Network model GSP peak demand (MW) | 500
1020. Gross asset cost by network level (£)
Gross assets £
132kV | 93700604.9371
132kV/EHV | 37063778.5779
EHV | 93588546.7385
EHV/HV | 59035973.197
132kV/HV | 0
HV | 107178668.2866
HV/LV | 97309699.6221
LV circuits | 53944771.3862
1022. LV service model asset cost (£)
| LV service model 1 | LV service model 2 | LV service model 3 | LV service model 4 | LV service model 5 | LV service model 6 | LV service model 7 | LV service model 8
LV service model asset cost (£) | 10240.4015 | 512.0201 | 2407.1563 | 7727.2582 | 281.4366 | 0 | 0 | 0
1023. HV service model asset cost (£)
| HV service model 1 | HV service model 2 | HV service model 3 | HV service model 4 | HV service model 5
HV service model asset cost (£) | 19221.9634 | 16991.2105 | 1144.1325 | 0 | 0
1025. Matrix of applicability of LV service models to tariffs with fixed charges
| LV service model 1 | LV service model 2 | LV service model 3 | LV service model 4 | LV service model 5 | LV service model 6 | LV service model 7 | LV service model 8
Domestic Unrestricted | 5% | 0% | 0% | 0% | 0% | 0% | 0% | 0%
Domestic Two Rate | 5% | 0% | 0% | 0% | 0% | 0% | 0% | 0%
Small Non Domestic Unrestricted | 0% | 100% | 0% | 0% | 0% | 0% | 0% | 0%
Small Non Domestic Two Rate | 0% | 100% | 0% | 0% | 0% | 0% | 0% | 0%
LV Medium Non-Domestic | 0% | 19.19% | 80.81% | 0% | 0% | 0% | 0% | 0%
LV Sub Medium Non-Domestic | 0% | 0% | 0% | 100% | 0% | 0% | 0% | 0%
LV Network Domestic | 5% | 0% | 0% | 0% | 0% | 0% | 0% | 0%
LV Network Non-Domestic Non-CT | 0% | 100% | 0% | 0% | 0% | 0% | 0% | 0%
LV HH Metered | 0% | 0% | 100% | 0% | 0% | 0% | 0% | 0%
LV Sub HH Metered | 0% | 0% | 0% | 100% | 0% | 0% | 0% | 0%
LV Generation NHH or Aggregate HH | 0% | 0% | 0% | 0% | 0% | 0% | 0% | 0%
LV Sub Generation NHH | 0% | 0% | 0% | 0% | 0% | 0% | 0% | 0%
LV Generation Intermittent | 0% | 0% | 0% | 0% | 0% | 0% | 0% | 0%
LV Generation Non-Intermittent | 0% | 0% | 0% | 0% | 0% | 0% | 0% | 0%
LV Sub Generation Intermittent | 0% | 0% | 0% | 0% | 0% | 0% | 0% | 0%
LV Sub Generation Non-Intermittent | 0% | 0% | 0% | 0% | 0% | 0% | 0% | 0%
1026. Matrix of applicability of LV service models to unmetered tariffs
Source: service models
Proportion of service model involved in connecting load of 1 MWh/year
| LV service model 1 | LV service model 2 | LV service model 3 | LV service model 4 | LV service model 5 | LV service model 6 | LV service model 7 | LV service model 8
All LV unmetered tariffs |  |  |  |  | 2.8726
1028. Matrix of applicability of HV service models to tariffs with fixed charges
| HV service model 1 | HV service model 2 | HV service model 3 | HV service model 4 | HV service model 5
HV Medium Non-Domestic | 0% | 100% | 0% | 0% | 0%
HV HH Metered | 0% | 100% | 0% | 0% | 0%
HV Generation Intermittent | 0% | 0% | 100% | 0% | 0%
HV Generation Non-Intermittent | 0% | 0% | 100% | 0% | 0%
1032. Loss adjustment factors to transmission
Source: losses model or loss adjustment factors at time of system peak.
| 132kV | 132kV/EHV | EHV | EHV/HV | HV | HV/LV | LV circuits
Loss adjustment factor | 1.0102 | 1.0152 | 1.0216 | 1.0271 | 1.0395 | 1.0531 | 1.1055
1037. Embedded network (LDNO) discounts
Source: separate price control disaggregation model.
| No discount | LDNO LV: LV user | LDNO HV: LV user | LDNO HV: LV sub user | LDNO HV: HV user
LDNO discount |  | 35.45% | 57.6% | 33.51% | 21.48%
1041. Load profile data for demand users
Source: load data analysis.
| Coincidence factor | Load factor
Domestic Unrestricted | 0.89137 | 0.44627
Domestic Two Rate | 0.2951 | 0.24677
Domestic Off Peak (related MPAN) |  | 0.16596
Small Non Domestic Unrestricted | 0.67502 | 0.39397
Small Non Domestic Two Rate | 0.70226 | 0.53949
Small Non Domestic Off Peak (related MPAN) |  | 0.16554
LV Medium Non-Domestic | 0.82997 | 0.5627
LV Sub Medium Non-Domestic | 0.7823 | 0.53707
HV Medium Non-Domestic | 0.76478 | 0.52474
LV Network Domestic | 0.89137 | 0.44627
LV Network Non-Domestic Non-CT | 0.67502 | 0.39397
LV HH Metered | 0.81871 | 0.55797
LV Sub HH Metered | 0.78676 | 0.55931
HV HH Metered | 0.85731 | 0.71172
NHH UMS category A | 1 | 1
NHH UMS category B | 1 | 0.47372
NHH UMS category C | 1 | 0.25801
NHH UMS category D | 0 | 0.55392
LV UMS (Pseudo HH Metered) | 0.97959 | 0.47778
1053. Volume forecasts for the charging year
Source: forecast.
Please include MPAN counts for tariffs with no fixed charge (e.g. off-peak tariffs), but exclude MPANs on tariffs with a fixed
charge that are not subject to a fixed charge due to a site grouping arrangement.
| Rate 1 units (MWh) | Rate 2 units (MWh) | Rate 3 units (MWh) | MPANs | Import capacity (kVA) | Reactive power units (MVArh)
> Domestic Unrestricted
Domestic Unrestricted | 6548048.323 |  |  | 2004921
LDNO LV: Domestic Unrestricted | 107357.0234 |  |  | 34780
LDNO HV: Domestic Unrestricted | 61406.5315 |  |  | 18242
> Domestic Two Rate
Domestic Two Rate | 473331.2285 | 475601.886 |  | 179874
LDNO LV: Domestic Two Rate | 392.049 | 105.0348 |  | 145
LDNO HV: Domestic Two Rate | 3041.3021 | 2188.4838 |  | 1046
> Domestic Off Peak (related MPAN)
Domestic Off Peak (related MPAN) | 16657.9641 |  |  | 5278
LDNO LV: Domestic Off Peak (related MPAN) | 0 |  |  | 0
LDNO HV: Domestic Off Peak (related MPAN) | 0 |  |  | 0
> Small Non Domestic Unrestricted
Small Non Domestic Unrestricted | 1571617.9263 |  |  | 123214
LDNO LV: Small Non Domestic Unrestricted | 2761.6669 |  |  | 331
LDNO HV: Small Non Domestic Unrestricted | 6019.5638 |  |  | 492
> Small Non Domestic Two Rate
Small Non Domestic Two Rate | 568937.2659 | 222476.7168 |  | 33422
LDNO LV: Small Non Domestic Two Rate | 52.2801 | 50.5447 |  | 31
LDNO HV: Small Non Domestic Two Rate | 0 | 0 |  | 0
> Small Non Domestic Off Peak (related MPAN)
Small Non Domestic Off Peak (related MPAN) | 18224.0656 |  |  | 3531
LDNO LV: Small Non Domestic Off Peak (related MPAN) | 0 |  |  | 0
LDNO HV: Small Non Domestic Off Peak (related MPAN) | 0 |  |  | 0
> LV Medium Non-Domestic
LV Medium Non-Domestic | 0 | 0 |  | 0
LDNO LV: LV Medium Non-Domestic | 0 | 0 |  | 0
LDNO HV: LV Medium Non-Domestic | 0 | 0 |  | 0
> LV Sub Medium Non-Domestic
LV Sub Medium Non-Domestic | 0 | 0 |  | 0
> HV Medium Non-Domestic
HV Medium Non-Domestic | 5720.366 | 1573.22 |  | 60
> LV Network Domestic
LV Network Domestic | 0 | 0 | 0 | 0
LDNO LV: LV Network Domestic | 0 | 0 | 0 | 0
LDNO HV: LV Network Domestic | 0 | 0 | 0 | 0
> LV Network Non-Domestic Non-CT
LV Network Non-Domestic Non-CT | 55950.1033 | 198560.7481 | 257739.1294 | 5419.348
LDNO LV: LV Network Non-Domestic Non-CT | 0 | 0 | 0 | 0
LDNO HV: LV Network Non-Domestic Non-CT | 0 | 0 | 0 | 0
> LV HH Metered
LV HH Metered | 244292.4644 | 866967.0226 | 1125354.9749 | 11578.652 | 1587209.9386 | 265954.621
LDNO LV: LV HH Metered | 361.5361 | 1449.2944 | 1870.0061 | 14 | 2646.1139 | 225.8115
LDNO HV: LV HH Metered | 4260.0968 | 18802.338 | 26301.1983 | 103 | 32190.1717 | 1419.7214
> LV Sub HH Metered
LV Sub HH Metered | 136748.2527 | 496870.2637 | 664276.6984 | 2212 | 761063.6018 | 114518.556
LDNO HV: LV Sub HH Metered | 55.898 | 263.531 | 372.9865 | 3 | 1283.5506 | 2.403
> HV HH Metered
HV HH Metered | 509012.1883 | 1735465.9543 | 2850377.0009 | 2113 | 1827943.0086 | 388553.7762
LDNO HV: HV HH Metered | 1687.6667 | 7361.0533 | 13066.8808 | 9 | 14521.4861 | 78.6697
> NHH UMS category A
NHH UMS category A | 36671.2327 |  |  | 244
LDNO LV: NHH UMS category A | 0 |  |  | 0
LDNO HV: NHH UMS category A | 0 |  |  | 0
> NHH UMS category B
NHH UMS category B | 9979.0774 |  |  | 314
LDNO LV: NHH UMS category B | 149.502 |  |  | 61
LDNO HV: NHH UMS category B | 173.1893 |  |  | 16
> NHH UMS category C
NHH UMS category C | 265.8082 |  |  | 7
LDNO LV: NHH UMS category C | 0 |  |  | 0
LDNO HV: NHH UMS category C | 0 |  |  | 0
> NHH UMS category D
NHH UMS category D | 0.078638 |  |  | 1
LDNO LV: NHH UMS category D | 0 |  |  | 0
LDNO HV: NHH UMS category D | 0 |  |  | 0
> LV UMS (Pseudo HH Metered)
LV UMS (Pseudo HH Metered) | 14294.455 | 32942.9669 | 213416.9559 | 23
LDNO LV: LV UMS (Pseudo HH Metered) | 0 | 0 | 0 | 0
LDNO HV: LV UMS (Pseudo HH Metered) | 0 | 0 | 0 | 0
> LV Generation NHH or Aggregate HH
LV Generation NHH or Aggregate HH | 762.5555 |  |  | 61
LDNO LV: LV Generation NHH or Aggregate HH | 0 |  |  | 0
LDNO HV: LV Generation NHH or Aggregate HH | 0 |  |  | 0
> LV Sub Generation NHH
LV Sub Generation NHH | 0 |  |  | 0
LDNO HV: LV Sub Generation NHH | 0 |  |  | 0
> LV Generation Intermittent
LV Generation Intermittent | 29085.8185 |  |  | 203 |  | 1127.6162
LDNO LV: LV Generation Intermittent | 0 |  |  | 0 |  | 0
LDNO HV: LV Generation Intermittent | 0 |  |  | 0 |  | 0
> LV Generation Non-Intermittent
LV Generation Non-Intermittent | 185.2772 | 727.6203 | 1587.4591 | 21 |  | 47.8726
LDNO LV: LV Generation Non-Intermittent | 4.1045 | 21.0403 | 11.5663 | 2 |  | 1.6612
LDNO HV: LV Generation Non-Intermittent | 0 | 0 | 0 | 0 |  | 0
> LV Sub Generation Intermittent
LV Sub Generation Intermittent | 1410.5415 |  |  | 24 |  | 35.7122
LDNO HV: LV Sub Generation Intermittent | 0 |  |  | 0 |  | 0
> LV Sub Generation Non-Intermittent
LV Sub Generation Non-Intermittent | 40.4072 | 74.7668 | 276.0731 | 9 |  | 485.7572
LDNO HV: LV Sub Generation Non-Intermittent | 0 | 0 | 0 | 0 |  | 0
> HV Generation Intermittent
HV Generation Intermittent | 352888.2803 |  |  | 136 |  | 9441.6513
LDNO HV: HV Generation Intermittent | 0 |  |  | 0 |  | 0
> HV Generation Non-Intermittent
HV Generation Non-Intermittent | 41856.722 | 160926.1045 | 333208.8975 | 126 |  | 12771.8207
LDNO HV: HV Generation Non-Intermittent | 0 | 0 | 0 | 0 |  | 0
1055. Transmission exit charges (£/year)
Source: forecast.
Transmission exit
Transmission exit charges (£/year) | 18525180.793
1059. Other expenditure
| Direct cost (£/year) | Indirect cost (£/year) | Indirect cost proportion | Network rates (£/year)
Other expenditure | 27174344.1829 | 97208506.3816 | 60% | 28145721.2038
1060. Customer contributions under current connection charging policy
Source: analysis of expenditure data and/or survey of capital expenditure schemes.
Customer contribution percentages by network level of supply and by asset network level.
These proportions should reflect the current connection charging method, not necessarily the method that was in place when the connection was built.
| Assets 132kV | Assets 132kV/EHV | Assets EHV | Assets EHV/HV | Assets 132kV/HV | Assets HV | Assets HV/LV | Assets LV circuits
LV network | [5 empty] | 30% | 30% | 97%
LV substation | [5 empty] | 30% | 97%
HV network |  |  |  | 57% |  | 91%
HV substation |  |  | 57% | 92%
1061. Average split of rate 1 units by distribution time band
| Red | Amber | Green
Domestic Unrestricted | 12.67% | 33.18% | 54.15%
Domestic Two Rate | 13.54% | 34.84% | 51.62%
Domestic Off Peak (related MPAN) | 0.5296% | 9.414% | 90.06%
Small Non Domestic Unrestricted | 10.93% | 44.78% | 44.29%
Small Non Domestic Two Rate | 12.24% | 46.09% | 41.67%
Small Non Domestic Off Peak (related MPAN) | 0.1576% | 5.078% | 94.76%
LV Medium Non-Domestic | 13.6% | 48.5% | 37.9%
LV Sub Medium Non-Domestic | 13.38% | 48.14% | 38.48%
HV Medium Non-Domestic | 13.1% | 48.93% | 37.97%
1062. Average split of rate 2 units by distribution time band
| Red | Amber | Green
Domestic Two Rate | 0% | 0% | 100%
Small Non Domestic Two Rate | 0% | 0% | 100%
LV Medium Non-Domestic | 0% | 0% | 100%
LV Sub Medium Non-Domestic | 0% | 0% | 100%
HV Medium Non-Domestic | 0% | 0% | 100%
1064. Average split of rate 1 units by special distribution time band
| Black | Yellow | Green
NHH UMS category A | 2.945% | 34.88% | 62.17%
NHH UMS category B | 5.006% | 8.382% | 86.61%
NHH UMS category C | 9.588% | 16.46% | 73.95%
NHH UMS category D | 1.671% | 56.75% | 41.58%
1066. Typical annual hours by special distribution time band
Source: definition of distribution time bands.
The figures in this table will be automatically adjusted to match the number of days in the charging period.
| Black | Yellow | Green
Annual hours | 258 | 3047 | 5455
1068. Typical annual hours by distribution time band
Source: definition of distribution time bands.
The figures in this table will be automatically adjusted to match the number of days in the charging period.
| Red | Amber | Green
Annual hours | 780 | 2525 | 5455
1069. Peaking probabilities by network level
Source: analysis of network operation data.
Red, amber and green peaking probabilities
| Red | Amber | Green | Black peaking probabilities
GSPs | 89.06% | 9.185% | 1.754% | 89.08%
132kV | 70.62% | 22.85% | 6.535% | 66.4%
132kV/EHV | 70.62% | 22.85% | 6.535% | 66.4%
EHV | 59.58% | 31.33% | 9.091% | 54.27%
EHV/HV | 59.58% | 31.33% | 9.091% | 54.27%
132kV/HV | 0% | 0% | 0% | 0%
HV | 59.58% | 31.33% | 9.091% | 54.27%
HV/LV | 59.58% | 31.33% | 9.091% | 54.27%
LV circuits | 59.58% | 31.33% | 9.091% | 54.27%
1092. Average kVAr by kVA, by network level
Source: analysis of operational data.
This is the average of MVAr/MVA or SQRT(1-PF^2) across relevant network elements.
| GSPs | 132kV | 132kV/EHV | EHV | EHV/HV | 132kV/HV | HV | HV/LV | LV circuits
Average kVAr by kVA, by network level | 0.18446 | 0.18446 | 0.20083 | 0.20083 | 0.20535 | 0 | 0.20535 | 0.20535 | 0.20535
1201. Current tariff information
| Current revenues if known (£) | Current Unit rate 1 p/kWh | Current Unit rate 2 p/kWh | Current Unit rate 3 p/kWh | Current Fixed charge p/MPAN/day | Current Capacity charge p/kVA/day | Current Reactive power charge p/kVArh
Domestic Unrestricted |  | 2.597 |  |  | 3.22
Domestic Two Rate |  | 2.899 | 0.194 |  | 3.22
Domestic Off Peak (related MPAN) |  | 0.257
Small Non Domestic Unrestricted |  | 2.228 |  |  | 3.22
Small Non Domestic Two Rate |  | 2.367 | 0.162 |  | 3.22
Small Non Domestic Off Peak (related MPAN) |  | 0.182
LV Medium Non-Domestic |  | 2.323 | 0.146 |  | 20.22
LV Sub Medium Non-Domestic |  | 2.054 | 0.122 |  | 56.11
HV Medium Non-Domestic |  | 1.496 | 0.069 |  | 163.5
LV Network Domestic |  | 15.893 | 1.48 | 0.189 | 3.22
LV Network Non-Domestic Non-CT |  | 14.266 | 1.294 | 0.164 | 3.22
LV HH Metered |  | 11.316 | 0.931 | 0.117 | 12.37 | 3.01 | 0.329
LV Sub HH Metered |  | 9.717 | 0.722 | 0.089 | 39.72 | 2.93 | 0.266
HV HH Metered |  | 7.71 | 0.488 | 0.058 | 87.33 | 2.62 | 0.192
NHH UMS category A |  | 2.979
NHH UMS category B |  | 3.446
NHH UMS category C |  | 5.087
NHH UMS category D |  | 2.74
LV UMS (Pseudo HH Metered) |  | 35.896 | 2.557 | 1.656

## LAFs
Loss adjustment factors and network use matrices for Electricity North West in 2017/18 (v1)
This sheet calculates matrices of loss adjustment factors and of network use factors.
These matrices map out the extent to which each type of user uses each level of the network, and are used throughout the workbook.
2001. Loss adjustment factors to transmission
Data sources:
x1 = Network level for each tariff (to get loss factors applicable to capacity) (in Loss adjustment factors to transmission)
x2 = 1032. Loss adjustment factors to transmission
Kind: | Fixed data | [6 empty] | Sum-product calculation
Formula: | [7 empty] | =SUMPRODUCT(x1, x2)
Network level for each tariff (to get loss factors applicable to capacity)
| 132kV | 132kV/EHV | EHV | EHV/HV | HV | HV/LV | LV circuits | Loss adjustment factor
Domestic Unrestricted | 0 | 0 | 0 | 0 | 0 | 0 | 1 | 1.1055
Domestic Two Rate | 0 | 0 | 0 | 0 | 0 | 0 | 1 | 1.1055
Domestic Off Peak (related MPAN) | 0 | 0 | 0 | 0 | 0 | 0 | 1 | 1.1055
Small Non Domestic Unrestricted | 0 | 0 | 0 | 0 | 0 | 0 | 1 | 1.1055
Small Non Domestic Two Rate | 0 | 0 | 0 | 0 | 0 | 0 | 1 | 1.1055
Small Non Domestic Off Peak (related MPAN) | 0 | 0 | 0 | 0 | 0 | 0 | 1 | 1.1055
LV Medium Non-Domestic | 0 | 0 | 0 | 0 | 0 | 0 | 1 | 1.1055
LV Sub Medium Non-Domestic | 0 | 0 | 0 | 0 | 0 | 1 | 0 | 1.0531
HV Medium Non-Domestic | 0 | 0 | 0 | 0 | 1 | 0 | 0 | 1.0395
LV Network Domestic | 0 | 0 | 0 | 0 | 0 | 0 | 1 | 1.1055
LV Network Non-Domestic Non-CT | 0 | 0 | 0 | 0 | 0 | 0 | 1 | 1.1055
LV HH Metered | 0 | 0 | 0 | 0 | 0 | 0 | 1 | 1.1055
LV Sub HH Metered | 0 | 0 | 0 | 0 | 0 | 1 | 0 | 1.0531
HV HH Metered | 0 | 0 | 0 | 0 | 1 | 0 | 0 | 1.0395
NHH UMS category A | 0 | 0 | 0 | 0 | 0 | 0 | 1 | 1.1055
NHH UMS category B | 0 | 0 | 0 | 0 | 0 | 0 | 1 | 1.1055
NHH UMS category C | 0 | 0 | 0 | 0 | 0 | 0 | 1 | 1.1055
NHH UMS category D | 0 | 0 | 0 | 0 | 0 | 0 | 1 | 1.1055
LV UMS (Pseudo HH Metered) | 0 | 0 | 0 | 0 | 0 | 0 | 1 | 1.1055
LV Generation NHH or Aggregate HH | 0 | 0 | 0 | 0 | 0 | 0 | 1 | 1.1055
LV Sub Generation NHH | 0 | 0 | 0 | 0 | 0 | 1 | 0 | 1.0531
LV Generation Intermittent | 0 | 0 | 0 | 0 | 0 | 0 | 1 | 1.1055
LV Generation Non-Intermittent | 0 | 0 | 0 | 0 | 0 | 0 | 1 | 1.1055
LV Sub Generation Intermittent | 0 | 0 | 0 | 0 | 0 | 1 | 0 | 1.0531
LV Sub Generation Non-Intermittent | 0 | 0 | 0 | 0 | 0 | 1 | 0 | 1.0531
HV Generation Intermittent | 0 | 0 | 0 | 0 | 1 | 0 | 0 | 1.0395
HV Generation Non-Intermittent | 0 | 0 | 0 | 0 | 1 | 0 | 0 | 1.0395
2002. Mapping of DRM network levels to core network levels
| 132kV | 132kV/EHV | EHV | EHV/HV | HV | HV/LV | LV circuits
132kV | 1 | 0 | 0 | 0 | 0 | 0 | 0
132kV/EHV | 0 | 1 | 0 | 0 | 0 | 0 | 0
EHV | 0 | 0 | 1 | 0 | 0 | 0 | 0
EHV/HV | 0 | 0 | 0 | 1 | 0 | 0 | 0
132kV/HV | 0 | 0 | 0 | 1 | 0 | 0 | 0
HV | 0 | 0 | 0 | 0 | 1 | 0 | 0
HV/LV | 0 | 0 | 0 | 0 | 0 | 1 | 0
LV circuits | 0 | 0 | 0 | 0 | 0 | 0 | 1
2003. Loss adjustment factor to transmission for each DRM network level
Data sources:
x1 = 2002. Mapping of DRM network levels to core network levels
x2 = 1032. Loss adjustment factors to transmission
Sum-product calculation =SUMPRODUCT(x1, x2)
Loss adjustment factor to transmission for each DRM network level
132kV | 1.0102
132kV/EHV | 1.0152
EHV | 1.0216
EHV/HV | 1.0271
132kV/HV | 1.0271
HV | 1.0395
HV/LV | 1.0531
LV circuits | 1.1055
2004. Loss adjustment factor to transmission for each network level
Data sources:
x1 = 2003. Loss adjustment factor to transmission for each DRM network level
x2 = 1 for GSP level
Combine tables = x1 or x2
| GSPs | 132kV | 132kV/EHV | EHV | EHV/HV | 132kV/HV | HV | HV/LV | LV circuits
Loss adjustment factor to transmission for each network level | 1 | 1.0102 | 1.0152 | 1.0216 | 1.0271 | 1.0271 | 1.0395 | 1.0531 | 1.1055
2005. Network use factors
These network use factors indicate to what extent each network level is used by each tariff. This table reflects the policy that
generators receive credits only in respect of network levels above the voltage of connection. Generators do not receive credits at the
voltage of connection. The factors in this table are before any adjustment for a 132kV/HV network level or for generation-dominated areas.
| GSPs | 132kV | 132kV/EHV | EHV | EHV/HV | HV | HV/LV | LV circuits
Domestic Unrestricted | 1 | 1 | 1 | 1 | 1 | 1 | 1 | 1
Domestic Two Rate | 1 | 1 | 1 | 1 | 1 | 1 | 1 | 1
Domestic Off Peak (related MPAN) | 1 | 1 | 1 | 1 | 1 | 1 | 1 | 1
Small Non Domestic Unrestricted | 1 | 1 | 1 | 1 | 1 | 1 | 1 | 1
Small Non Domestic Two Rate | 1 | 1 | 1 | 1 | 1 | 1 | 1 | 1
Small Non Domestic Off Peak (related MPAN) | 1 | 1 | 1 | 1 | 1 | 1 | 1 | 1
LV Medium Non-Domestic | 1 | 1 | 1 | 1 | 1 | 1 | 1 | 1
LV Sub Medium Non-Domestic | 1 | 1 | 1 | 1 | 1 | 1 | 1 | 0
HV Medium Non-Domestic | 1 | 1 | 1 | 1 | 1 | 1 | 0 | 0
LV Network Domestic | 1 | 1 | 1 | 1 | 1 | 1 | 1 | 1
LV Network Non-Domestic Non-CT | 1 | 1 | 1 | 1 | 1 | 1 | 1 | 1
LV HH Metered | 1 | 1 | 1 | 1 | 1 | 1 | 1 | 1
LV Sub HH Metered | 1 | 1 | 1 | 1 | 1 | 1 | 1 | 0
HV HH Metered | 1 | 1 | 1 | 1 | 1 | 1 | 0 | 0
NHH UMS category A | 1 | 1 | 1 | 1 | 1 | 1 | 1 | 1
NHH UMS category B | 1 | 1 | 1 | 1 | 1 | 1 | 1 | 1
NHH UMS category C | 1 | 1 | 1 | 1 | 1 | 1 | 1 | 1
NHH UMS category D | 1 | 1 | 1 | 1 | 1 | 1 | 1 | 1
LV UMS (Pseudo HH Metered) | 1 | 1 | 1 | 1 | 1 | 1 | 1 | 1
LV Generation NHH or Aggregate HH | 1 | 1 | 1 | 1 | 1 | 1 | 1 | 0
LV Sub Generation NHH | 1 | 1 | 1 | 1 | 1 | 1 | 0 | 0
LV Generation Intermittent | 1 | 1 | 1 | 1 | 1 | 1 | 1 | 0
LV Generation Non-Intermittent | 1 | 1 | 1 | 1 | 1 | 1 | 1 | 0
LV Sub Generation Intermittent | 1 | 1 | 1 | 1 | 1 | 1 | 0 | 0
LV Sub Generation Non-Intermittent | 1 | 1 | 1 | 1 | 1 | 1 | 0 | 0
HV Generation Intermittent | 1 | 1 | 1 | 1 | 1 | 0 | 0 | 0
HV Generation Non-Intermittent | 1 | 1 | 1 | 1 | 1 | 0 | 0 | 0
2006. Proportion going through 132kV/EHV
Data sources:
x1 = 1018. Proportion of relevant load going through 132kV/HV direct transformation
Calculation =1-x1
132kV/EHV
132kV/EHV | 100%
2007. Proportion going through EHV
Data sources:
x1 = 1018. Proportion of relevant load going through 132kV/HV direct transformation
Calculation =1-x1
EHV
EHV | 100%
2008. Proportion going through EHV/HV
Data sources:
x1 = 1018. Proportion of relevant load going through 132kV/HV direct transformation
Calculation =1-x1
EHV/HV
EHV/HV | 100%
2009. Rerouteing matrix for all network levels
Data sources:
x1 = 1018. Proportion of relevant load going through 132kV/HV direct transformation
x2 = 2006. Proportion going through 132kV/EHV
x3 = 2007. Proportion going through EHV
x4 = 2008. Proportion going through EHV/HV
x5 = Rerouteing matrix: default elements
x6 = Map GSP to GSP
Combine tables = x1 or x2 or x3 or x4 or x5 or x6
| GSPs | 132kV | 132kV/EHV | EHV | EHV/HV | HV | HV/LV | LV circuits
GSPs | 1
132kV |  | 100% | 0% | 0% | 0% | 0% | 0% | 0%
132kV/EHV |  | 0% | 100% | 0% | 0% | 0% | 0% | 0%
EHV |  | 0% | 0% | 100% | 0% | 0% | 0% | 0%
EHV/HV |  | 0% | 0% | 0% | 100% | 0% | 0% | 0%
132kV/HV |  | 0% | 0% | 0% | 0% | 0% | 0% | 0%
HV |  | 0% | 0% | 0% | 0% | 100% | 0% | 0%
HV/LV |  | 0% | 0% | 0% | 0% | 0% | 100% | 0%
LV circuits |  | 0% | 0% | 0% | 0% | 0% | 0% | 100%
2010. Network use factors: interim step in calculations before adjustments
Data sources:
x1 = 2005. Network use factors
x2 = 2009. Rerouteing matrix for all network levels
Sum-product calculation =SUMPRODUCT(x1, x2)
| GSPs | 132kV | 132kV/EHV | EHV | EHV/HV | 132kV/HV | HV | HV/LV | LV circuits
Domestic Unrestricted | 1 | 1 | 1 | 1 | 1 | 0 | 1 | 1 | 1
Domestic Two Rate | 1 | 1 | 1 | 1 | 1 | 0 | 1 | 1 | 1
Domestic Off Peak (related MPAN) | 1 | 1 | 1 | 1 | 1 | 0 | 1 | 1 | 1
Small Non Domestic Unrestricted | 1 | 1 | 1 | 1 | 1 | 0 | 1 | 1 | 1
Small Non Domestic Two Rate | 1 | 1 | 1 | 1 | 1 | 0 | 1 | 1 | 1
Small Non Domestic Off Peak (related MPAN) | 1 | 1 | 1 | 1 | 1 | 0 | 1 | 1 | 1
LV Medium Non-Domestic | 1 | 1 | 1 | 1 | 1 | 0 | 1 | 1 | 1
LV Sub Medium Non-Domestic | 1 | 1 | 1 | 1 | 1 | 0 | 1 | 1 | 0
HV Medium Non-Domestic | 1 | 1 | 1 | 1 | 1 | 0 | 1 | 0 | 0
LV Network Domestic | 1 | 1 | 1 | 1 | 1 | 0 | 1 | 1 | 1
LV Network Non-Domestic Non-CT | 1 | 1 | 1 | 1 | 1 | 0 | 1 | 1 | 1
LV HH Metered | 1 | 1 | 1 | 1 | 1 | 0 | 1 | 1 | 1
LV Sub HH Metered | 1 | 1 | 1 | 1 | 1 | 0 | 1 | 1 | 0
HV HH Metered | 1 | 1 | 1 | 1 | 1 | 0 | 1 | 0 | 0
NHH UMS category A | 1 | 1 | 1 | 1 | 1 | 0 | 1 | 1 | 1
NHH UMS category B | 1 | 1 | 1 | 1 | 1 | 0 | 1 | 1 | 1
NHH UMS category C | 1 | 1 | 1 | 1 | 1 | 0 | 1 | 1 | 1
NHH UMS category D | 1 | 1 | 1 | 1 | 1 | 0 | 1 | 1 | 1
LV UMS (Pseudo HH Metered) | 1 | 1 | 1 | 1 | 1 | 0 | 1 | 1 | 1
LV Generation NHH or Aggregate HH | 1 | 1 | 1 | 1 | 1 | 0 | 1 | 1 | 0
LV Sub Generation NHH | 1 | 1 | 1 | 1 | 1 | 0 | 1 | 0 | 0
LV Generation Intermittent | 1 | 1 | 1 | 1 | 1 | 0 | 1 | 1 | 0
LV Generation Non-Intermittent | 1 | 1 | 1 | 1 | 1 | 0 | 1 | 1 | 0
LV Sub Generation Intermittent | 1 | 1 | 1 | 1 | 1 | 0 | 1 | 0 | 0
LV Sub Generation Non-Intermittent | 1 | 1 | 1 | 1 | 1 | 0 | 1 | 0 | 0
HV Generation Intermittent | 1 | 1 | 1 | 1 | 1 | 0 | 0 | 0 | 0
HV Generation Non-Intermittent | 1 | 1 | 1 | 1 | 1 | 0 | 0 | 0 | 0
2011. Network use factors for all tariffs
Data sources:
x1 = Network use factors including 132kV/HV for generation dominated tariffs
x2 = Network use factors including 132kV/HV for HV Sub tariffs
x3 = 2010. Network use factors: interim step in calculations before adjustments
Combine tables = x1 or x2 or x3
| GSPs | 132kV | 132kV/EHV | EHV | EHV/HV | 132kV/HV | HV | HV/LV | LV circuits
Domestic Unrestricted | 1 | 1 | 1 | 1 | 1 | 0 | 1 | 1 | 1
Domestic Two Rate | 1 | 1 | 1 | 1 | 1 | 0 | 1 | 1 | 1
Domestic Off Peak (related MPAN) | 1 | 1 | 1 | 1 | 1 | 0 | 1 | 1 | 1
Small Non Domestic Unrestricted | 1 | 1 | 1 | 1 | 1 | 0 | 1 | 1 | 1
Small Non Domestic Two Rate | 1 | 1 | 1 | 1 | 1 | 0 | 1 | 1 | 1
Small Non Domestic Off Peak (related MPAN) | 1 | 1 | 1 | 1 | 1 | 0 | 1 | 1 | 1
LV Medium Non-Domestic | 1 | 1 | 1 | 1 | 1 | 0 | 1 | 1 | 1
LV Sub Medium Non-Domestic | 1 | 1 | 1 | 1 | 1 | 0 | 1 | 1 | 0
HV Medium Non-Domestic | 1 | 1 | 1 | 1 | 1 | 0 | 1 | 0 | 0
LV Network Domestic | 1 | 1 | 1 | 1 | 1 | 0 | 1 | 1 | 1
LV Network Non-Domestic Non-CT | 1 | 1 | 1 | 1 | 1 | 0 | 1 | 1 | 1
LV HH Metered | 1 | 1 | 1 | 1 | 1 | 0 | 1 | 1 | 1
LV Sub HH Metered | 1 | 1 | 1 | 1 | 1 | 0 | 1 | 1 | 0
HV HH Metered | 1 | 1 | 1 | 1 | 1 | 0 | 1 | 0 | 0
NHH UMS category A | 1 | 1 | 1 | 1 | 1 | 0 | 1 | 1 | 1
NHH UMS category B | 1 | 1 | 1 | 1 | 1 | 0 | 1 | 1 | 1
NHH UMS category C | 1 | 1 | 1 | 1 | 1 | 0 | 1 | 1 | 1
NHH UMS category D | 1 | 1 | 1 | 1 | 1 | 0 | 1 | 1 | 1
LV UMS (Pseudo HH Metered) | 1 | 1 | 1 | 1 | 1 | 0 | 1 | 1 | 1
LV Generation NHH or Aggregate HH | 1 | 1 | 1 | 1 | 1 | 0 | 1 | 1 | 0
LV Sub Generation NHH | 1 | 1 | 1 | 1 | 1 | 0 | 1 | 0 | 0
LV Generation Intermittent | 1 | 1 | 1 | 1 | 1 | 0 | 1 | 1 | 0
LV Generation Non-Intermittent | 1 | 1 | 1 | 1 | 1 | 0 | 1 | 1 | 0
LV Sub Generation Intermittent | 1 | 1 | 1 | 1 | 1 | 0 | 1 | 0 | 0
LV Sub Generation Non-Intermittent | 1 | 1 | 1 | 1 | 1 | 0 | 1 | 0 | 0
HV Generation Intermittent | 1 | 1 | 1 | 1 | 1 | 0 | 0 | 0 | 0
HV Generation Non-Intermittent | 1 | 1 | 1 | 1 | 1 | 0 | 0 | 0 | 0
2012. Loss adjustment factors between end user meter reading and each network level, scaled by network use
Data sources:
x1 = 2004. Loss adjustment factor to transmission for each network level
x2 = 2011. Network use factors for all tariffs
x3 = 2001. Loss adjustment factor to transmission (in Loss adjustment factors to transmission)
Calculation =IF(x1="",x2,x2*x3/x1)
| GSPs | 132kV | 132kV/EHV | EHV | EHV/HV | 132kV/HV | HV | HV/LV | LV circuits
Domestic Unrestricted | 1.1055 | 1.0944 | 1.089 | 1.0821 | 1.0763 | 0 | 1.0635 | 1.0498 | 1
Domestic Two Rate | 1.1055 | 1.0944 | 1.089 | 1.0821 | 1.0763 | 0 | 1.0635 | 1.0498 | 1
Domestic Off Peak (related MPAN) | 1.1055 | 1.0944 | 1.089 | 1.0821 | 1.0763 | 0 | 1.0635 | 1.0498 | 1
Small Non Domestic Unrestricted | 1.1055 | 1.0944 | 1.089 | 1.0821 | 1.0763 | 0 | 1.0635 | 1.0498 | 1
Small Non Domestic Two Rate | 1.1055 | 1.0944 | 1.089 | 1.0821 | 1.0763 | 0 | 1.0635 | 1.0498 | 1
Small Non Domestic Off Peak (related MPAN) | 1.1055 | 1.0944 | 1.089 | 1.0821 | 1.0763 | 0 | 1.0635 | 1.0498 | 1
LV Medium Non-Domestic | 1.1055 | 1.0944 | 1.089 | 1.0821 | 1.0763 | 0 | 1.0635 | 1.0498 | 1
LV Sub Medium Non-Domestic | 1.0531 | 1.0425 | 1.0374 | 1.0308 | 1.0253 | 0 | 1.0131 | 1 | 0
HV Medium Non-Domestic | 1.0395 | 1.029 | 1.024 | 1.0175 | 1.012 | 0 | 1 | 0 | 0
LV Network Domestic | 1.1055 | 1.0944 | 1.089 | 1.0821 | 1.0763 | 0 | 1.0635 | 1.0498 | 1
LV Network Non-Domestic Non-CT | 1.1055 | 1.0944 | 1.089 | 1.0821 | 1.0763 | 0 | 1.0635 | 1.0498 | 1
LV HH Metered | 1.1055 | 1.0944 | 1.089 | 1.0821 | 1.0763 | 0 | 1.0635 | 1.0498 | 1
LV Sub HH Metered | 1.0531 | 1.0425 | 1.0374 | 1.0308 | 1.0253 | 0 | 1.0131 | 1 | 0
HV HH Metered | 1.0395 | 1.029 | 1.024 | 1.0175 | 1.012 | 0 | 1 | 0 | 0
NHH UMS category A | 1.1055 | 1.0944 | 1.089 | 1.0821 | 1.0763 | 0 | 1.0635 | 1.0498 | 1
NHH UMS category B | 1.1055 | 1.0944 | 1.089 | 1.0821 | 1.0763 | 0 | 1.0635 | 1.0498 | 1
NHH UMS category C | 1.1055 | 1.0944 | 1.089 | 1.0821 | 1.0763 | 0 | 1.0635 | 1.0498 | 1
NHH UMS category D | 1.1055 | 1.0944 | 1.089 | 1.0821 | 1.0763 | 0 | 1.0635 | 1.0498 | 1
LV UMS (Pseudo HH Metered) | 1.1055 | 1.0944 | 1.089 | 1.0821 | 1.0763 | 0 | 1.0635 | 1.0498 | 1
LV Generation NHH or Aggregate HH | 1.1055 | 1.0944 | 1.089 | 1.0821 | 1.0763 | 0 | 1.0635 | 1.0498 | 0
LV Sub Generation NHH | 1.0531 | 1.0425 | 1.0374 | 1.0308 | 1.0253 | 0 | 1.0131 | 0 | 0
LV Generation Intermittent | 1.1055 | 1.0944 | 1.089 | 1.0821 | 1.0763 | 0 | 1.0635 | 1.0498 | 0
LV Generation Non-Intermittent | 1.1055 | 1.0944 | 1.089 | 1.0821 | 1.0763 | 0 | 1.0635 | 1.0498 | 0
LV Sub Generation Intermittent | 1.0531 | 1.0425 | 1.0374 | 1.0308 | 1.0253 | 0 | 1.0131 | 0 | 0
LV Sub Generation Non-Intermittent | 1.0531 | 1.0425 | 1.0374 | 1.0308 | 1.0253 | 0 | 1.0131 | 0 | 0
HV Generation Intermittent | 1.0395 | 1.029 | 1.024 | 1.0175 | 1.012 | 0 | 0 | 0 | 0
HV Generation Non-Intermittent | 1.0395 | 1.029 | 1.024 | 1.0175 | 1.012 | 0 | 0 | 0 | 0

## DRM
Network model for Electricity North West in 2017/18 (v1)
This sheet collects data from a network model and calculates aggregated annuitised unit costs from these data.
2101. Annuity rate
Data sources:
x1 = 1010. Rate of return (in Financial and general assumptions)
x2 = 1010. Annualisation period (years) (in Financial and general assumptions)
x3 = 1010. Days in the charging year (in Financial and general assumptions)
Calculation =PMT(x1,x2,-1)*IF(OR(x3>366,x3<365),x3/365.25,1)
Annuity rate
Annuity rate | 5.181%
2102. Loss adjustment factor to transmission for each core level
Data sources:
x1 = 1032. Loss adjustment factors to transmission
x2 = 1 for GSP level
Combine tables = x1 or x2
| GSPs | 132kV | 132kV/EHV | EHV | EHV/HV | HV | HV/LV | LV circuits
Loss adjustment factor to transmission for each core level | 1 | 1.0102 | 1.0152 | 1.0216 | 1.0271 | 1.0395 | 1.0531 | 1.1055
2103. Loss adjustment factors
Data sources:
x1 = 2102. Loss adjustment factor to transmission for each core level
x2 = Loss adjustment factor to transmission for network level exit (in Loss adjustment factors)
Kind: | Copy cells | Special copy
Formula: | =x1 | = x2
| Loss adjustment factor to transmission for network level exit | Loss adjustment factor to transmission for network level entry
GSPs | 1
132kV | 1.0102 | 1
132kV/EHV | 1.0152 | 1.0102
EHV | 1.0216 | 1.0152
EHV/HV | 1.0271 | 1.0216
HV | 1.0395 | 1.0271
HV/LV | 1.0531 | 1.0395
LV circuits | 1.1055 | 1.0531
2104. Diversity calculations
Data sources:
x1 = 1017. Diversity allowance between top and bottom of network level
x2 = Coincidence to system peak at level exit (in Diversity calculations)
Kind: | Special calculation | Special calculation | Special calculation
Formula: | =previous/(1+x1) | =previous/(1+x1) | =1/x2-1
| Coincidence to GSP peak at level exit | Coincidence to system peak at level exit | Diversity allowance between level exit and GSP Group
GSPs |  | 93.09% | 7.42%
132kV | 95.53% | 88.93% | 12.45%
132kV/EHV | 95.53% | 88.93% | 12.45%
EHV | 87.89% | 81.82% | 22.22%
EHV/HV | 87.89% | 81.82% | 22.22%
HV | 67.32% | 62.67% | 59.57%
HV/LV | 67.32% | 62.67% | 59.57%
LV circuits | 67.32% | 62.67%
2105. Network model total maximum demand at substation (MW)
Data sources:
x1 = 1019. Network model GSP peak demand (MW)
x2 = 2104. Coincidence to GSP peak at level exit (in Diversity calculations)
Calculation =x1/x2
Network model total maximum demand at substation (MW)
132kV | 523.396
132kV/EHV | 523.396
EHV | 568.8731
EHV/HV | 568.8731
HV | 742.7294
HV/LV | 742.7294
LV circuits | 742.7294
2106. Network model contribution to system maximum load measured at network level exit (MW)
Data sources:
x1 = 2105. Network model total maximum demand at substation (MW)
x2 = 2104. Coincidence to system peak at level exit (in Diversity calculations)
x3 = 2103. Loss adjustment factor to transmission for network level exit (in Loss adjustment factors)
Calculation =x1*x2/x3
Network model contribution to system maximum load measured at network level exit (MW)
132kV | 460.7586
132kV/EHV | 458.5073
EHV | 455.6146
EHV/HV | 453.1614
HV | 447.7824
HV/LV | 441.9866
LV circuits | 421.0331
2107. Rerouteing matrix for DRM network levels
Data sources:
x1 = 1018. Proportion of relevant load going through 132kV/HV direct transformation
x2 = 2006. Proportion going through 132kV/EHV
x3 = 2007. Proportion going through EHV
x4 = 2008. Proportion going through EHV/HV
x5 = Rerouteing matrix: default elements
Combine tables = x1 or x2 or x3 or x4 or x5
| 132kV | 132kV/EHV | EHV | EHV/HV | 132kV/HV | HV | HV/LV | LV circuits
132kV | 100% | 0% | 0% | 0% | 0% | 0% | 0% | 0%
132kV/EHV | 0% | 100% | 0% | 0% | 0% | 0% | 0% | 0%
EHV | 0% | 0% | 100% | 0% | 0% | 0% | 0% | 0%
EHV/HV | 0% | 0% | 0% | 100% | 0% | 0% | 0% | 0%
HV | 0% | 0% | 0% | 0% | 0% | 100% | 0% | 0%
HV/LV | 0% | 0% | 0% | 0% | 0% | 0% | 100% | 0%
LV circuits | 0% | 0% | 0% | 0% | 0% | 0% | 0% | 100%
2108. GSP simultaneous maximum load assumed through each network level (MW)
Data sources:
x1 = 2106. Network model contribution to system maximum load measured at network level exit (MW)
x2 = 2107. Rerouteing matrix for DRM network levels
Sum-product calculation =SUMPRODUCT(x1, x2)
GSP simultaneous maximum load assumed through each network level (MW)
132kV | 460.7586
132kV/EHV | 458.5073
EHV | 455.6146
EHV/HV | 453.1614
132kV/HV | 0
HV | 447.7824
HV/LV | 441.9866
LV circuits | 421.0331
2109. Network model annuity by simultaneous maximum load for each network level (£/kW/year)
Data sources:
x1 = 2108. GSP simultaneous maximum load assumed through each network level (MW)
x2 = 1020. Gross asset cost by network level (£)
x3 = 2101. Annuity rate
Calculation =IF(x1,0.001*x2*x3/x1,0)
Model £/kW SML
Assets 132kV | 10.5359
Assets 132kV/EHV | 4.188
Assets EHV | 10.6421
Assets EHV/HV | 6.7494
Assets 132kV/HV | 0
Assets HV | 12.4006
Assets HV/LV | 11.4064
Assets LV circuits | 6.638

## SM
Service models for Electricity North West in 2017/18 (v1)
This sheet collects and processes data from the service models.
2201. Asset £/customer from LV service models
Data sources:
x1 = 1025. Matrix of applicability of LV service models to tariffs with fixed charges
x2 = 1022. LV service model asset cost (£)
Sum-product calculation =SUMPRODUCT(x1, x2)
Assets LV customer
Domestic Unrestricted | 512.0201
Domestic Two Rate | 512.0201
Small Non Domestic Unrestricted | 512.0201
Small Non Domestic Two Rate | 512.0201
LV Medium Non-Domestic | 2043.5727
LV Sub Medium Non-Domestic | 7727.2582
LV Network Domestic | 512.0201
LV Network Non-Domestic Non-CT | 512.0201
LV HH Metered | 2407.1563
LV Sub HH Metered | 7727.2582
LV Generation NHH or Aggregate HH | 0
LV Sub Generation NHH | 0
LV Generation Intermittent | 0
LV Generation Non-Intermittent | 0
LV Sub Generation Intermittent | 0
LV Sub Generation Non-Intermittent | 0
2202. LV unmetered service model assets £/(MWh/year)
Data sources:
x1 = 1026. Matrix of applicability of LV service models to unmetered tariffs
x2 = 1022. LV service model asset cost (£)
Sum-product calculation =SUMPRODUCT(x1, x2)
Assets LV customer
LV unmetered service model assets £/(MWh/year) | 808.464
2203. LV unmetered service model asset charge (p/kWh)
Data sources:
x1 = 1010. Annuity proportion for customer-contributed assets (in Financial and general assumptions)
x2 = 2202. LV unmetered service model assets £/(MWh/year)
x3 = 2101. Annuity rate
Calculation =0.1*x1*x2*x3
Assets LV customer
LV unmetered service model asset charge (p/kWh) | 0
2204. Asset £/customer from HV service models
Data sources:
x1 = 1028. Matrix of applicability of HV service models to tariffs with fixed charges
x2 = 1023. HV service model asset cost (£)
Sum-product calculation =SUMPRODUCT(x1, x2)
Assets HV customer
HV Medium Non-Domestic | 16991.2105
HV HH Metered | 16991.2105
HV Generation Intermittent | 1144.1325
HV Generation Non-Intermittent | 1144.1325
2205. Service model assets by tariff (£)
Data sources:
x1 = 2201. Asset £/customer from LV service models
x2 = 2204. Asset £/customer from HV service models
Combine tables = x1 or x2
| Assets LV customer | Assets HV customer
Domestic Unrestricted | 512.0201
Domestic Two Rate | 512.0201
Domestic Off Peak (related MPAN)
Small Non Domestic Unrestricted | 512.0201
Small Non Domestic Two Rate | 512.0201
Small Non Domestic Off Peak (related MPAN)
LV Medium Non-Domestic | 2043.5727
LV Sub Medium Non-Domestic | 7727.2582
HV Medium Non-Domestic |  | 16991.2105
LV Network Domestic | 512.0201
LV Network Non-Domestic Non-CT | 512.0201
LV HH Metered | 2407.1563
LV Sub HH Metered | 7727.2582
HV HH Metered |  | 16991.2105
NHH UMS category A
NHH UMS category B
NHH UMS category C
NHH UMS category D
LV UMS (Pseudo HH Metered)
LV Generation NHH or Aggregate HH | 0
LV Sub Generation NHH | 0
LV Generation Intermittent | 0
LV Generation Non-Intermittent | 0
LV Sub Generation Intermittent | 0
LV Sub Generation Non-Intermittent | 0
HV Generation Intermittent |  | 1144.1325
HV Generation Non-Intermittent |  | 1144.1325
2206. Replacement annuities for service models
Data sources:
x1 = 1010. Days in the charging year (in Financial and general assumptions)
x2 = 2205. Service model assets by tariff (£)
x3 = 2101. Annuity rate
x4 = 1010. Annuity proportion for customer-contributed assets (in Financial and general assumptions)
x5 = Service model p/MPAN/day charge (in Replacement annuities for service models)
Kind: | Calculation |  | Cell summation
Formula: | =100/x1*x2*x3*x4 |  | =SUM(x5)
Service model p/MPAN/day charge
| Assets LV customer | Assets HV customer | Service model p/MPAN/day
Domestic Unrestricted | 0 | 0 | 0
Domestic Two Rate | 0 | 0 | 0
Domestic Off Peak (related MPAN) | 0 | 0 | 0
Small Non Domestic Unrestricted | 0 | 0 | 0
Small Non Domestic Two Rate | 0 | 0 | 0
Small Non Domestic Off Peak (related MPAN) | 0 | 0 | 0
LV Medium Non-Domestic | 0 | 0 | 0
LV Sub Medium Non-Domestic | 0 | 0 | 0
HV Medium Non-Domestic | 0 | 0 | 0
LV Network Domestic | 0 | 0 | 0
LV Network Non-Domestic Non-CT | 0 | 0 | 0
LV HH Metered | 0 | 0 | 0
LV Sub HH Metered | 0 | 0 | 0
HV HH Metered | 0 | 0 | 0
NHH UMS category A | 0 | 0 | 0
NHH UMS category B | 0 | 0 | 0
NHH UMS category C | 0 | 0 | 0
NHH UMS category D | 0 | 0 | 0
LV UMS (Pseudo HH Metered) | 0 | 0 | 0
LV Generation NHH or Aggregate HH | 0 | 0 | 0
LV Sub Generation NHH | 0 | 0 | 0
LV Generation Intermittent | 0 | 0 | 0
LV Generation Non-Intermittent | 0 | 0 | 0
LV Sub Generation Intermittent | 0 | 0 | 0
LV Sub Generation Non-Intermittent | 0 | 0 | 0
HV Generation Intermittent | 0 | 0 | 0
HV Generation Non-Intermittent | 0 | 0 | 0

## Loads
Load characteristics for Electricity North West in 2017/18 (v1)
This sheet compiles information about the assumed characteristics of network users.
A load factor represents the average load of a user or user group, relative to the maximum load level of that user or
user group. Load factors are numbers between 0 and 1.
A coincidence factor represents the expectation value of the load of a user or user group at the time of system maximum load,
relative to the maximum load level of that user or user group. Coincidence factors are numbers between 0 and 1.
A load coefficient is the expectation value of the load of a user or user group at the time of system maximum load, relative to the average load level of that user or user group.
For demand users, the load coefficient is a demand coefficient and can be calculated as the ratio of the coincidence factor to the load factor.
2301. Demand coefficient (load at time of system maximum load divided by average load)
Data sources:
x1 = 1041. Coincidence factor to system maximum load for each type of demand user (in Load profile data for demand users)
x2 = 1041. Load factor for each type of demand user (in Load profile data for demand users)
Calculation =x1/x2
Demand coefficient
Domestic Unrestricted | 1.9974
Domestic Two Rate | 1.1959
Domestic Off Peak (related MPAN) | 0
Small Non Domestic Unrestricted | 1.7134
Small Non Domestic Two Rate | 1.3017
Small Non Domestic Off Peak (related MPAN) | 0
LV Medium Non-Domestic | 1.475
LV Sub Medium Non-Domestic | 1.4566
HV Medium Non-Domestic | 1.4574
LV Network Domestic | 1.9974
LV Network Non-Domestic Non-CT | 1.7134
LV HH Metered | 1.4673
LV Sub HH Metered | 1.4067
HV HH Metered | 1.2046
NHH UMS category A | 1
NHH UMS category B | 2.1109
NHH UMS category C | 3.8758
NHH UMS category D | 0
LV UMS (Pseudo HH Metered) | 2.0503
2302. Load coefficient
Data sources:
x1 = 2301. Demand coefficient (load at time of system maximum load divided by average load)
x2 = Negative of generation coefficient; set to -1
Combine tables = x1 or x2
Load coefficient
Domestic Unrestricted | 1.9974
Domestic Two Rate | 1.1959
Domestic Off Peak (related MPAN) | 0
Small Non Domestic Unrestricted | 1.7134
Small Non Domestic Two Rate | 1.3017
Small Non Domestic Off Peak (related MPAN) | 0
LV Medium Non-Domestic | 1.475
LV Sub Medium Non-Domestic | 1.4566
HV Medium Non-Domestic | 1.4574
LV Network Domestic | 1.9974
LV Network Non-Domestic Non-CT | 1.7134
LV HH Metered | 1.4673
LV Sub HH Metered | 1.4067
HV HH Metered | 1.2046
NHH UMS category A | 1
NHH UMS category B | 2.1109
NHH UMS category C | 3.8758
NHH UMS category D | 0
LV UMS (Pseudo HH Metered) | 2.0503
LV Generation NHH or Aggregate HH | -1
LV Sub Generation NHH | -1
LV Generation Intermittent | -1
LV Generation Non-Intermittent | -1
LV Sub Generation Intermittent | -1
LV Sub Generation Non-Intermittent | -1
HV Generation Intermittent | -1
HV Generation Non-Intermittent | -1
2303. Discount map
| No discount | LDNO LV: LV user | LDNO HV: LV user | LDNO HV: LV sub user | LDNO HV: HV user
> Domestic Unrestricted
Domestic Unrestricted | 1 | 0 | 0 | 0 | 0
LDNO LV: Domestic Unrestricted | 0 | 1 | 0 | 0 | 0
LDNO HV: Domestic Unrestricted | 0 | 0 | 1 | 0 | 0
> Domestic Two Rate
Domestic Two Rate | 1 | 0 | 0 | 0 | 0
LDNO LV: Domestic Two Rate | 0 | 1 | 0 | 0 | 0
LDNO HV: Domestic Two Rate | 0 | 0 | 1 | 0 | 0
> Domestic Off Peak (related MPAN)
Domestic Off Peak (related MPAN) | 1 | 0 | 0 | 0 | 0
LDNO LV: Domestic Off Peak (related MPAN) | 0 | 1 | 0 | 0 | 0
LDNO HV: Domestic Off Peak (related MPAN) | 0 | 0 | 1 | 0 | 0
> Small Non Domestic Unrestricted
Small Non Domestic Unrestricted | 1 | 0 | 0 | 0 | 0
LDNO LV: Small Non Domestic Unrestricted | 0 | 1 | 0 | 0 | 0
LDNO HV: Small Non Domestic Unrestricted | 0 | 0 | 1 | 0 | 0
> Small Non Domestic Two Rate
Small Non Domestic Two Rate | 1 | 0 | 0 | 0 | 0
LDNO LV: Small Non Domestic Two Rate | 0 | 1 | 0 | 0 | 0
LDNO HV: Small Non Domestic Two Rate | 0 | 0 | 1 | 0 | 0
> Small Non Domestic Off Peak (related MPAN)
Small Non Domestic Off Peak (related MPAN) | 1 | 0 | 0 | 0 | 0
LDNO LV: Small Non Domestic Off Peak (related MPAN) | 0 | 1 | 0 | 0 | 0
LDNO HV: Small Non Domestic Off Peak (related MPAN) | 0 | 0 | 1 | 0 | 0
> LV Medium Non-Domestic
LV Medium Non-Domestic | 1 | 0 | 0 | 0 | 0
LDNO LV: LV Medium Non-Domestic | 0 | 1 | 0 | 0 | 0
LDNO HV: LV Medium Non-Domestic | 0 | 0 | 1 | 0 | 0
> LV Sub Medium Non-Domestic
LV Sub Medium Non-Domestic | 1 | 0 | 0 | 0 | 0
> HV Medium Non-Domestic
HV Medium Non-Domestic | 1 | 0 | 0 | 0 | 0
> LV Network Domestic
LV Network Domestic | 1 | 0 | 0 | 0 | 0
LDNO LV: LV Network Domestic | 0 | 1 | 0 | 0 | 0
LDNO HV: LV Network Domestic | 0 | 0 | 1 | 0 | 0
> LV Network Non-Domestic Non-CT
LV Network Non-Domestic Non-CT | 1 | 0 | 0 | 0 | 0
LDNO LV: LV Network Non-Domestic Non-CT | 0 | 1 | 0 | 0 | 0
LDNO HV: LV Network Non-Domestic Non-CT | 0 | 0 | 1 | 0 | 0
> LV HH Metered
LV HH Metered | 1 | 0 | 0 | 0 | 0
LDNO LV: LV HH Metered | 0 | 1 | 0 | 0 | 0
LDNO HV: LV HH Metered | 0 | 0 | 1 | 0 | 0
> LV Sub HH Metered
LV Sub HH Metered | 1 | 0 | 0 | 0 | 0
LDNO HV: LV Sub HH Metered | 0 | 0 | 0 | 1 | 0
> HV HH Metered
HV HH Metered | 1 | 0 | 0 | 0 | 0
LDNO HV: HV HH Metered | 0 | 0 | 0 | 0 | 1
> NHH UMS category A
NHH UMS category A | 1 | 0 | 0 | 0 | 0
LDNO LV: NHH UMS category A | 0 | 1 | 0 | 0 | 0
LDNO HV: NHH UMS category A | 0 | 0 | 1 | 0 | 0
> NHH UMS category B
NHH UMS category B | 1 | 0 | 0 | 0 | 0
LDNO LV: NHH UMS category B | 0 | 1 | 0 | 0 | 0
LDNO HV: NHH UMS category B | 0 | 0 | 1 | 0 | 0
> NHH UMS category C
NHH UMS category C | 1 | 0 | 0 | 0 | 0
LDNO LV: NHH UMS category C | 0 | 1 | 0 | 0 | 0
LDNO HV: NHH UMS category C | 0 | 0 | 1 | 0 | 0
> NHH UMS category D
NHH UMS category D | 1 | 0 | 0 | 0 | 0
LDNO LV: NHH UMS category D | 0 | 1 | 0 | 0 | 0
LDNO HV: NHH UMS category D | 0 | 0 | 1 | 0 | 0
> LV UMS (Pseudo HH Metered)
LV UMS (Pseudo HH Metered) | 1 | 0 | 0 | 0 | 0
LDNO LV: LV UMS (Pseudo HH Metered) | 0 | 1 | 0 | 0 | 0
LDNO HV: LV UMS (Pseudo HH Metered) | 0 | 0 | 1 | 0 | 0
> LV Generation NHH or Aggregate HH
LV Generation NHH or Aggregate HH | 1 | 0 | 0 | 0 | 0
LDNO LV: LV Generation NHH or Aggregate HH | 1 | 0 | 0 | 0 | 0
LDNO HV: LV Generation NHH or Aggregate HH | 1 | 0 | 0 | 0 | 0
> LV Sub Generation NHH
LV Sub Generation NHH | 1 | 0 | 0 | 0 | 0
LDNO HV: LV Sub Generation NHH | 1 | 0 | 0 | 0 | 0
> LV Generation Intermittent
LV Generation Intermittent | 1 | 0 | 0 | 0 | 0
LDNO LV: LV Generation Intermittent | 1 | 0 | 0 | 0 | 0
LDNO HV: LV Generation Intermittent | 1 | 0 | 0 | 0 | 0
> LV Generation Non-Intermittent
LV Generation Non-Intermittent | 1 | 0 | 0 | 0 | 0
LDNO LV: LV Generation Non-Intermittent | 1 | 0 | 0 | 0 | 0
LDNO HV: LV Generation Non-Intermittent | 1 | 0 | 0 | 0 | 0
> LV Sub Generation Intermittent
LV Sub Generation Intermittent | 1 | 0 | 0 | 0 | 0
LDNO HV: LV Sub Generation Intermittent | 1 | 0 | 0 | 0 | 0
> LV Sub Generation Non-Intermittent
LV Sub Generation Non-Intermittent | 1 | 0 | 0 | 0 | 0
LDNO HV: LV Sub Generation Non-Intermittent | 1 | 0 | 0 | 0 | 0
> HV Generation Intermittent
HV Generation Intermittent | 1 | 0 | 0 | 0 | 0
LDNO HV: HV Generation Intermittent | 1 | 0 | 0 | 0 | 0
> HV Generation Non-Intermittent
HV Generation Non-Intermittent | 1 | 0 | 0 | 0 | 0
LDNO HV: HV Generation Non-Intermittent | 1 | 0 | 0 | 0 | 0
2304. LDNO discounts and volumes adjusted for discount
Data sources:
x1 = 2303. Discount map
x2 = 1037. Embedded network (LDNO) discounts
x3 = 100 per cent discount for generators on LDNO networks
x4 = Discount for each tariff (except for fixed charges) (in LDNO discounts and volumes adjusted for discount)
x5 = 1053. Rate 1 units (MWh) by tariff (in Volume forecasts for the charging year)
x6 = 1053. Rate 2 units (MWh) by tariff (in Volume forecasts for the charging year)
x7 = 1053. Rate 3 units (MWh) by tariff (in Volume forecasts for the charging year)
x8 = 1053. MPANs by tariff (in Volume forecasts for the charging year)
x9 = Discount for each tariff for fixed charges only (in LDNO discounts and volumes adjusted for discount)
x10 = 1053. Import capacity (kVA) by tariff (in Volume forecasts for the charging year)
x11 = 1053. Reactive power units (MVArh) by tariff (in Volume forecasts for the charging year)
Kind: | Sum-product calculation | Combine tables | Calculation | Calculation | Calculation | Calculation | Calculation | Calculation
Formula: | =SUMPRODUCT(x1, x2) | = x3 or x4 | =x5*(1-x4) | =x6*(1-x4) | =x7*(1-x4) | =x8*(1-x9) | =x10*(1-x4) | =x11*(1-x4)
| Discount for each tariff (except for fixed charges) | Discount for each tariff for fixed charges only | Rate 1 units (MWh) | Rate 2 units (MWh) | Rate 3 units (MWh) | MPANs | Import capacity (kVA) | Reactive power units (MVArh)
> Domestic Unrestricted
Domestic Unrestricted | 0% | 0% | 6548048.323 | 0 | 0 | 2004921 | 0 | 0
LDNO LV: Domestic Unrestricted | 35.45% | 35.45% | 69293.7932 | 0 | 0 | 22448.8166 | 0 | 0
LDNO HV: Domestic Unrestricted | 57.6% | 57.6% | 26036.8638 | 0 | 0 | 7734.7549 | 0 | 0
> Domestic Two Rate
Domestic Two Rate | 0% | 0% | 473331.2285 | 475601.886 | 0 | 179874 | 0 | 0
LDNO LV: Domestic Two Rate | 35.45% | 35.45% | 253.0488 | 67.7949 | 0 | 93.5905 | 0 | 0
LDNO HV: Domestic Two Rate | 57.6% | 57.6% | 1289.5366 | 927.9347 | 0 | 443.5124 | 0 | 0
> Domestic Off Peak (related MPAN)
Domestic Off Peak (related MPAN) | 0% | 0% | 16657.9641 | 0 | 0 | 5278 | 0 | 0
LDNO LV: Domestic Off Peak (related MPAN) | 35.45% | 35.45% | 0 | 0 | 0 | 0 | 0 | 0
LDNO HV: Domestic Off Peak (related MPAN) | 57.6% | 57.6% | 0 | 0 | 0 | 0 | 0 | 0
> Small Non Domestic Unrestricted
Small Non Domestic Unrestricted | 0% | 0% | 1571617.9263 | 0 | 0 | 123214 | 0 | 0
LDNO LV: Small Non Domestic Unrestricted | 35.45% | 35.45% | 1782.5231 | 0 | 0 | 213.6446 | 0 | 0
LDNO HV: Small Non Domestic Unrestricted | 57.6% | 57.6% | 2552.3435 | 0 | 0 | 208.612 | 0 | 0
> Small Non Domestic Two Rate
Small Non Domestic Two Rate | 0% | 0% | 568937.2659 | 222476.7168 | 0 | 33422 | 0 | 0
LDNO LV: Small Non Domestic Two Rate | 35.45% | 35.45% | 33.7443 | 32.6242 | 0 | 20.009 | 0 | 0
LDNO HV: Small Non Domestic Two Rate | 57.6% | 57.6% | 0 | 0 | 0 | 0 | 0 | 0
> Small Non Domestic Off Peak (related MPAN)
Small Non Domestic Off Peak (related MPAN) | 0% | 0% | 18224.0656 | 0 | 0 | 3531 | 0 | 0
LDNO LV: Small Non Domestic Off Peak (related MPAN) | 35.45% | 35.45% | 0 | 0 | 0 | 0 | 0 | 0
LDNO HV: Small Non Domestic Off Peak (related MPAN) | 57.6% | 57.6% | 0 | 0 | 0 | 0 | 0 | 0
> LV Medium Non-Domestic
LV Medium Non-Domestic | 0% | 0% | 0 | 0 | 0 | 0 | 0 | 0
LDNO LV: LV Medium Non-Domestic | 35.45% | 35.45% | 0 | 0 | 0 | 0 | 0 | 0
LDNO HV: LV Medium Non-Domestic | 57.6% | 57.6% | 0 | 0 | 0 | 0 | 0 | 0
> LV Sub Medium Non-Domestic
LV Sub Medium Non-Domestic | 0% | 0% | 0 | 0 | 0 | 0 | 0 | 0
> HV Medium Non-Domestic
HV Medium Non-Domestic | 0% | 0% | 5720.366 | 1573.22 | 0 | 60 | 0 | 0
> LV Network Domestic
LV Network Domestic | 0% | 0% | 0 | 0 | 0 | 0 | 0 | 0
LDNO LV: LV Network Domestic | 35.45% | 35.45% | 0 | 0 | 0 | 0 | 0 | 0
LDNO HV: LV Network Domestic | 57.6% | 57.6% | 0 | 0 | 0 | 0 | 0 | 0
> LV Network Non-Domestic Non-CT
LV Network Non-Domestic Non-CT | 0% | 0% | 55950.1033 | 198560.7481 | 257739.1294 | 5419.348 | 0 | 0
LDNO LV: LV Network Non-Domestic Non-CT | 35.45% | 35.45% | 0 | 0 | 0 | 0 | 0 | 0
LDNO HV: LV Network Non-Domestic Non-CT | 57.6% | 57.6% | 0 | 0 | 0 | 0 | 0 | 0
> LV HH Metered
LV HH Metered | 0% | 0% | 244292.4644 | 866967.0226 | 1125354.9749 | 11578.652 | 1587209.9386 | 265954.621
LDNO LV: LV HH Metered | 35.45% | 35.45% | 233.3541 | 935.4498 | 1206.9989 | 9.0363 | 1707.9392 | 145.7505
LDNO HV: LV HH Metered | 57.6% | 57.6% | 1806.3154 | 7972.3427 | 11151.9198 | 43.6728 | 13648.892 | 601.9733
> LV Sub HH Metered
LV Sub HH Metered | 0% | 0% | 136748.2527 | 496870.2637 | 664276.6984 | 2212 | 761063.6018 | 114518.556
LDNO HV: LV Sub HH Metered | 33.51% | 33.51% | 37.1648 | 175.2134 | 247.9869 | 1.9946 | 853.3921 | 1.5977
> HV HH Metered
HV HH Metered | 0% | 0% | 509012.1883 | 1735465.9543 | 2850377.0009 | 2113 | 1827943.0086 | 388553.7762
LDNO HV: HV HH Metered | 21.48% | 21.48% | 1325.1091 | 5779.6948 | 10259.7521 | 7.0666 | 11401.8679 | 61.7692
> NHH UMS category A
NHH UMS category A | 0% | 0% | 36671.2327 | 0 | 0 | 244 | 0 | 0
LDNO LV: NHH UMS category A | 35.45% | 35.45% | 0 | 0 | 0 | 0 | 0 | 0
LDNO HV: NHH UMS category A | 57.6% | 57.6% | 0 | 0 | 0 | 0 | 0 | 0
> NHH UMS category B
NHH UMS category B | 0% | 0% | 9979.0774 | 0 | 0 | 314 | 0 | 0
LDNO LV: NHH UMS category B | 35.45% | 35.45% | 96.4963 | 0 | 0 | 39.3726 | 0 | 0
LDNO HV: NHH UMS category B | 57.6% | 57.6% | 73.4337 | 0 | 0 | 6.7841 | 0 | 0
> NHH UMS category C
NHH UMS category C | 0% | 0% | 265.8082 | 0 | 0 | 7 | 0 | 0
LDNO LV: NHH UMS category C | 35.45% | 35.45% | 0 | 0 | 0 | 0 | 0 | 0
LDNO HV: NHH UMS category C | 57.6% | 57.6% | 0 | 0 | 0 | 0 | 0 | 0
> NHH UMS category D
NHH UMS category D | 0% | 0% | 0.078638 | 0 | 0 | 1 | 0 | 0
LDNO LV: NHH UMS category D | 35.45% | 35.45% | 0 | 0 | 0 | 0 | 0 | 0
LDNO HV: NHH UMS category D | 57.6% | 57.6% | 0 | 0 | 0 | 0 | 0 | 0
> LV UMS (Pseudo HH Metered)
LV UMS (Pseudo HH Metered) | 0% | 0% | 14294.455 | 32942.9669 | 213416.9559 | 23 | 0 | 0
LDNO LV: LV UMS (Pseudo HH Metered) | 35.45% | 35.45% | 0 | 0 | 0 | 0 | 0 | 0
LDNO HV: LV UMS (Pseudo HH Metered) | 57.6% | 57.6% | 0 | 0 | 0 | 0 | 0 | 0
> LV Generation NHH or Aggregate HH
LV Generation NHH or Aggregate HH | 0% | 0% | 762.5555 | 0 | 0 | 61 | 0 | 0
LDNO LV: LV Generation NHH or Aggregate HH | 0% | 100% | 0 | 0 | 0 | 0 | 0 | 0
LDNO HV: LV Generation NHH or Aggregate HH | 0% | 100% | 0 | 0 | 0 | 0 | 0 | 0
> LV Sub Generation NHH
LV Sub Generation NHH | 0% | 0% | 0 | 0 | 0 | 0 | 0 | 0
LDNO HV: LV Sub Generation NHH | 0% | 100% | 0 | 0 | 0 | 0 | 0 | 0
> LV Generation Intermittent
LV Generation Intermittent | 0% | 0% | 29085.8185 | 0 | 0 | 203 | 0 | 1127.6162
LDNO LV: LV Generation Intermittent | 0% | 100% | 0 | 0 | 0 | 0 | 0 | 0
LDNO HV: LV Generation Intermittent | 0% | 100% | 0 | 0 | 0 | 0 | 0 | 0
> LV Generation Non-Intermittent
LV Generation Non-Intermittent | 0% | 0% | 185.2772 | 727.6203 | 1587.4591 | 21 | 0 | 47.8726
LDNO LV: LV Generation Non-Intermittent | 0% | 100% | 4.1045 | 21.0403 | 11.5663 | 0 | 0 | 1.6612
LDNO HV: LV Generation Non-Intermittent | 0% | 100% | 0 | 0 | 0 | 0 | 0 | 0
> LV Sub Generation Intermittent
LV Sub Generation Intermittent | 0% | 0% | 1410.5415 | 0 | 0 | 24 | 0 | 35.7122
LDNO HV: LV Sub Generation Intermittent | 0% | 100% | 0 | 0 | 0 | 0 | 0 | 0
> LV Sub Generation Non-Intermittent
LV Sub Generation Non-Intermittent | 0% | 0% | 40.4072 | 74.7668 | 276.0731 | 9 | 0 | 485.7572
LDNO HV: LV Sub Generation Non-Intermittent | 0% | 100% | 0 | 0 | 0 | 0 | 0 | 0
> HV Generation Intermittent
HV Generation Intermittent | 0% | 0% | 352888.2803 | 0 | 0 | 136 | 0 | 9441.6513
LDNO HV: HV Generation Intermittent | 0% | 100% | 0 | 0 | 0 | 0 | 0 | 0
> HV Generation Non-Intermittent
HV Generation Non-Intermittent | 0% | 0% | 41856.722 | 160926.1045 | 333208.8975 | 126 | 0 | 12771.8207
LDNO HV: HV Generation Non-Intermittent | 0% | 100% | 0 | 0 | 0 | 0 | 0 | 0
2305. Equivalent volume for each end user
Data sources:
x1 = 2304. Rate 1 units (MWh) (in LDNO discounts and volumes adjusted for discount)
x2 = 2304. Rate 2 units (MWh) (in LDNO discounts and volumes adjusted for discount)
x3 = 2304. Rate 3 units (MWh) (in LDNO discounts and volumes adjusted for discount)
x4 = 2304. MPANs (in LDNO discounts and volumes adjusted for discount)
x5 = 2304. Import capacity (kVA) (in LDNO discounts and volumes adjusted for discount)
x6 = 2304. Reactive power units (MVArh) (in LDNO discounts and volumes adjusted for discount)
Kind: | Cell summation | Cell summation | Cell summation | Cell summation | Cell summation | Cell summation
Formula: | =SUM(x1) | =SUM(x2) | =SUM(x3) | =SUM(x4) | =SUM(x5) | =SUM(x6)
| Rate 1 units (MWh) | Rate 2 units (MWh) | Rate 3 units (MWh) | MPANs | Import capacity (kVA) | Reactive power units (MVArh)
Domestic Unrestricted | 6643378.98 | 0 | 0 | 2035104.5715 | 0 | 0
Domestic Two Rate | 474873.8139 | 476597.6157 | 0 | 180411.1029 | 0 | 0
Domestic Off Peak (related MPAN) | 16657.9641 | 0 | 0 | 5278 | 0 | 0
Small Non Domestic Unrestricted | 1575952.7929 | 0 | 0 | 123636.2565 | 0 | 0
Small Non Domestic Two Rate | 568971.0102 | 222509.341 | 0 | 33442.009 | 0 | 0
Small Non Domestic Off Peak (related MPAN) | 18224.0656 | 0 | 0 | 3531 | 0 | 0
LV Medium Non-Domestic | 0 | 0 | 0 | 0 | 0 | 0
LV Sub Medium Non-Domestic | 0 | 0 | 0 | 0 | 0 | 0
HV Medium Non-Domestic | 5720.366 | 1573.22 | 0 | 60 | 0 | 0
LV Network Domestic | 0 | 0 | 0 | 0 | 0 | 0
LV Network Non-Domestic Non-CT | 55950.1033 | 198560.7481 | 257739.1294 | 5419.348 | 0 | 0
LV HH Metered | 246332.1339 | 875874.8151 | 1137713.8937 | 11631.3612 | 1602566.7698 | 266702.3447
LV Sub HH Metered | 136785.4175 | 497045.4772 | 664524.6854 | 2213.9946 | 761916.9939 | 114520.1537
HV HH Metered | 510337.2974 | 1741245.6491 | 2860636.753 | 2120.0666 | 1839344.8765 | 388615.5454
NHH UMS category A | 36671.2327 | 0 | 0 | 244 | 0 | 0
NHH UMS category B | 10149.0074 | 0 | 0 | 360.1567 | 0 | 0
NHH UMS category C | 265.8082 | 0 | 0 | 7 | 0 | 0
NHH UMS category D | 0.078638 | 0 | 0 | 1 | 0 | 0
LV UMS (Pseudo HH Metered) | 14294.455 | 32942.9669 | 213416.9559 | 23 | 0 | 0
LV Generation NHH or Aggregate HH | 762.5555 | 0 | 0 | 61 | 0 | 0
LV Sub Generation NHH | 0 | 0 | 0 | 0 | 0 | 0
LV Generation Intermittent | 29085.8185 | 0 | 0 | 203 | 0 | 1127.6162
LV Generation Non-Intermittent | 189.3817 | 748.6606 | 1599.0254 | 21 | 0 | 49.5338
LV Sub Generation Intermittent | 1410.5415 | 0 | 0 | 24 | 0 | 35.7122
LV Sub Generation Non-Intermittent | 40.4072 | 74.7668 | 276.0731 | 9 | 0 | 485.7572
HV Generation Intermittent | 352888.2803 | 0 | 0 | 136 | 0 | 9441.6513
HV Generation Non-Intermittent | 41856.722 | 160926.1045 | 333208.8975 | 126 | 0 | 12771.8207

## Multi
Load characteristics for multiple unit rates for Electricity North West in 2017/18 (v1)
2401. Adjust annual hours by distribution time band to match days in year
Data sources:
x1 = 1068. Typical annual hours by distribution time band
x2 = 1010. Days in the charging year (in Financial and general assumptions)
x3 = Total hours in the year according to time band hours input data (in Adjust annual hours by distribution time band to match days in year)
Kind: | Cell summation | Calculation
Formula: | =SUM(x1) | =x1*24*x2/x3
Annual hours by distribution time band (reconciled to days in year)
| Hours aggregate | Red | Amber | Green
Adjust annual hours by distribution time band to match days in year | 8760 | 780 | 2525 | 5455
2402. Normalisation of split of rate 1 units by time band
Data sources:
x1 = 1061. Average split of rate 1 units by distribution time band
x2 = Total split (in Normalisation of split of rate 1 units by time band)
x3 = 2401. Annual hours by distribution time band (reconciled to days in year) (in Adjust annual hours by distribution time band to match days in year)
x4 = 1010. Days in the charging year (in Financial and general assumptions)
Kind: | Cell summation | Calculation
Formula: | =SUM(x1) | =IF(x2,x1/x2,x3/x4/24)
Normalised split of rate 1 units by distribution time band
| Total split | Red | Amber | Green
Domestic Unrestricted | 100% | 12.67% | 33.18% | 54.15%
Domestic Two Rate | 100% | 13.54% | 34.84% | 51.62%
Domestic Off Peak (related MPAN) | 100% | 0.5296% | 9.414% | 90.06%
Small Non Domestic Unrestricted | 100% | 10.93% | 44.78% | 44.29%
Small Non Domestic Two Rate | 100% | 12.24% | 46.09% | 41.67%
Small Non Domestic Off Peak (related MPAN) | 100% | 0.1576% | 5.078% | 94.76%
LV Medium Non-Domestic | 100% | 13.6% | 48.5% | 37.9%
LV Sub Medium Non-Domestic | 100% | 13.38% | 48.14% | 38.48%
HV Medium Non-Domestic | 100% | 13.1% | 48.93% | 37.97%
2403. Split of rate 1 units between distribution time bands
Data sources:
x1 = 2402. Normalised split of rate 1 units by distribution time band (in Normalisation of split of rate 1 units by time band)
x2 = Split of rate 1 units between distribution time bands (default)
Combine tables = x1 or x2
| Red | Amber | Green
Domestic Unrestricted | 12.67% | 33.18% | 54.15%
Domestic Two Rate | 13.54% | 34.84% | 51.62%
Domestic Off Peak (related MPAN) | 0.5296% | 9.414% | 90.06%
Small Non Domestic Unrestricted | 10.93% | 44.78% | 44.29%
Small Non Domestic Two Rate | 12.24% | 46.09% | 41.67%
Small Non Domestic Off Peak (related MPAN) | 0.1576% | 5.078% | 94.76%
LV Medium Non-Domestic | 13.6% | 48.5% | 37.9%
LV Sub Medium Non-Domestic | 13.38% | 48.14% | 38.48%
HV Medium Non-Domestic | 13.1% | 48.93% | 37.97%
LV Network Domestic | 100% | 0% | 0%
LV Network Non-Domestic Non-CT | 100% | 0% | 0%
LV HH Metered | 100% | 0% | 0%
LV Sub HH Metered | 100% | 0% | 0%
HV HH Metered | 100% | 0% | 0%
LV Generation Non-Intermittent | 100% | 0% | 0%
LV Sub Generation Non-Intermittent | 100% | 0% | 0%
HV Generation Non-Intermittent | 100% | 0% | 0%
2404. Normalisation of split of rate 2 units by time band
Data sources:
x1 = 1062. Average split of rate 2 units by distribution time band
x2 = Total split (in Normalisation of split of rate 2 units by time band)
x3 = 2401. Annual hours by distribution time band (reconciled to days in year) (in Adjust annual hours by distribution time band to match days in year)
x4 = 1010. Days in the charging year (in Financial and general assumptions)
Kind: | Cell summation | Calculation
Formula: | =SUM(x1) | =IF(x2,x1/x2,x3/x4/24)
Normalised split of rate 2 units by distribution time band
| Total split | Red | Amber | Green
Domestic Two Rate | 100% | 0% | 0% | 100%
Small Non Domestic Two Rate | 100% | 0% | 0% | 100%
LV Medium Non-Domestic | 100% | 0% | 0% | 100%
LV Sub Medium Non-Domestic | 100% | 0% | 0% | 100%
HV Medium Non-Domestic | 100% | 0% | 0% | 100%
2405. Split of rate 2 units between distribution time bands
Data sources:
x1 = 2404. Normalised split of rate 2 units by distribution time band (in Normalisation of split of rate 2 units by time band)
x2 = Split of rate 2 units between distribution time bands (default)
Combine tables = x1 or x2
| Red | Amber | Green
Domestic Two Rate | 0% | 0% | 100%
Small Non Domestic Two Rate | 0% | 0% | 100%
LV Medium Non-Domestic | 0% | 0% | 100%
LV Sub Medium Non-Domestic | 0% | 0% | 100%
HV Medium Non-Domestic | 0% | 0% | 100%
LV Network Domestic | 0% | 100% | 0%
LV Network Non-Domestic Non-CT | 0% | 100% | 0%
LV HH Metered | 0% | 100% | 0%
LV Sub HH Metered | 0% | 100% | 0%
HV HH Metered | 0% | 100% | 0%
LV Generation Non-Intermittent | 0% | 100% | 0%
LV Sub Generation Non-Intermittent | 0% | 100% | 0%
HV Generation Non-Intermittent | 0% | 100% | 0%
2406. Split of rate 3 units between distribution time bands (default)
| Red | Amber | Green
LV Network Domestic | 0% | 0% | 100%
LV Network Non-Domestic Non-CT | 0% | 0% | 100%
LV HH Metered | 0% | 0% | 100%
LV Sub HH Metered | 0% | 0% | 100%
HV HH Metered | 0% | 0% | 100%
LV Generation Non-Intermittent | 0% | 0% | 100%
LV Sub Generation Non-Intermittent | 0% | 0% | 100%
HV Generation Non-Intermittent | 0% | 0% | 100%
2407. All units (MWh)
Data sources:
x1 = 2305. Rate 1 units (MWh) (in Equivalent volume for each end user)
x2 = 2305. Rate 2 units (MWh) (in Equivalent volume for each end user)
x3 = 2305. Rate 3 units (MWh) (in Equivalent volume for each end user)
Calculation =x1+x2+x3
All units (MWh)
Domestic Unrestricted | 6643378.98
Domestic Two Rate | 951471.4295
Domestic Off Peak (related MPAN) | 16657.9641
Small Non Domestic Unrestricted | 1575952.7929
Small Non Domestic Two Rate | 791480.3512
Small Non Domestic Off Peak (related MPAN) | 18224.0656
LV Medium Non-Domestic | 0
LV Sub Medium Non-Domestic | 0
HV Medium Non-Domestic | 7293.586
LV Network Domestic | 0
LV Network Non-Domestic Non-CT | 512249.9808
LV HH Metered | 2259920.8426
LV Sub HH Metered | 1298355.58
HV HH Metered | 5112219.6995
NHH UMS category A | 36671.2327
NHH UMS category B | 10149.0074
NHH UMS category C | 265.8082
NHH UMS category D | 0.078638
LV UMS (Pseudo HH Metered) | 260654.3778
LV Generation NHH or Aggregate HH | 762.5555
LV Sub Generation NHH | 0
LV Generation Intermittent | 29085.8185
LV Generation Non-Intermittent | 2537.0678
LV Sub Generation Intermittent | 1410.5415
LV Sub Generation Non-Intermittent | 391.2471
HV Generation Intermittent | 352888.2803
HV Generation Non-Intermittent | 535991.7239
2408. Calculation of implied load coefficients for one-rate users
Data sources:
x1 = 2407. All units (MWh)
x2 = 2305. Rate 1 units (MWh) (in Equivalent volume for each end user)
x3 = 2403. Split of rate 1 units between distribution time bands
x4 = 2401. Annual hours by distribution time band (reconciled to days in year) (in Adjust annual hours by distribution time band to match days in year)
x5 = Use of distribution time bands by units in demand forecast for one-rate tariffs (in Calculation of implied load coefficients for one-rate users)
x6 = 1010. Days in the charging year (in Financial and general assumptions)
Kind: | Calculation |  |  | Calculation
Formula: | =IF(x1>0,(x2*x3)/x1,0) |  |  | =IF(x4>0,x5*x6*24/x4,0)
Use of distribution time bands by units in demand forecast for one-rate tariffs
| Red | Amber | Green | Peak band load coefficient for one-rate tariffs
Domestic Unrestricted | 12.67% | 33.18% | 54.15% | 1.4231
Small Non Domestic Unrestricted | 10.93% | 44.78% | 44.29% | 1.2272
2409. Calculation of implied load coefficients for two-rate users
Data sources:
x1 = 2407. All units (MWh)
x2 = 2305. Rate 1 units (MWh) (in Equivalent volume for each end user)
x3 = 2403. Split of rate 1 units between distribution time bands
x4 = 2305. Rate 2 units (MWh) (in Equivalent volume for each end user)
x5 = 2405. Split of rate 2 units between distribution time bands
x6 = 2401. Annual hours by distribution time band (reconciled to days in year) (in Adjust annual hours by distribution time band to match days in year)
x7 = Use of distribution time bands by units in demand forecast for two-rate tariffs (in Calculation of implied load coefficients for two-rate users)
x8 = 1010. Days in the charging year (in Financial and general assumptions)
Kind: | Calculation |  |  | Calculation
Formula: | =IF(x1>0,(x2*x3+x4*x5)/x1,0) |  |  | =IF(x6>0,x7*x8*24/x6,0)
Use of distribution time bands by units in demand forecast for two-rate tariffs
| Red | Amber | Green | Peak band load coefficient for two-rate tariffs
Domestic Two Rate | 6.759% | 17.39% | 75.85% | 0.75907
Small Non Domestic Two Rate | 8.8% | 33.13% | 58.07% | 0.98832
LV Medium Non-Domestic | 0% | 0% | 0% | 0
LV Sub Medium Non-Domestic | 0% | 0% | 0% | 0
HV Medium Non-Domestic | 10.27% | 38.38% | 51.35% | 1.1535
2410. Calculation of implied load coefficients for three-rate users
Data sources:
x1 = 2407. All units (MWh)
x2 = 2305. Rate 1 units (MWh) (in Equivalent volume for each end user)
x3 = 2403. Split of rate 1 units between distribution time bands
x4 = 2305. Rate 2 units (MWh) (in Equivalent volume for each end user)
x5 = 2405. Split of rate 2 units between distribution time bands
x6 = 2305. Rate 3 units (MWh) (in Equivalent volume for each end user)
x7 = 2406. Split of rate 3 units between distribution time bands (default)
x8 = 2401. Annual hours by distribution time band (reconciled to days in year) (in Adjust annual hours by distribution time band to match days in year)
x9 = Use of distribution time bands by units in demand forecast for three-rate tariffs (in Calculation of implied load coefficients for three-rate users)
x10 = 1010. Days in the charging year (in Financial and general assumptions)
Kind: | Calculation |  |  | Calculation
Formula: | =IF(x1>0,(x2*x3+x4*x5+x6*x7)/x1,0) |  |  | =IF(x8>0,x9*x10*24/x8,0)
Use of distribution time bands by units in demand forecast for three-rate tariffs
| Red | Amber | Green | Peak band load coefficient for three-rate tariffs
LV Network Domestic | 0% | 0% | 0% | 0
LV Network Non-Domestic Non-CT | 10.92% | 38.76% | 50.32% | 1.2267
LV HH Metered | 10.9% | 38.76% | 50.34% | 1.2242
LV Sub HH Metered | 10.54% | 38.28% | 51.18% | 1.1832
HV HH Metered | 9.983% | 34.06% | 55.96% | 1.1211
2411. Calculation of adjusted time band load coefficients
Data sources:
x1 = 2408. Peak band load coefficient for one-rate tariffs (in Calculation of implied load coefficients for one-rate users)
x2 = 2409. Peak band load coefficient for two-rate tariffs (in Calculation of implied load coefficients for two-rate users)
x3 = 2410. Peak band load coefficient for three-rate tariffs (in Calculation of implied load coefficients for three-rate users)
x4 = Peak band load coefficient (in Calculation of adjusted time band load coefficients)
x5 = 2302. Load coefficient
Kind: | Combine tables | Calculation
Formula: | = x1 or x2 or x3 | =IF(x4<>0,x5/x4,IF(x5<0,-1,1))
| Peak band load coefficient | Load coefficient correction factor (kW at peak in band / band average kW)
Domestic Unrestricted | 1.4231 | 1.4036
Domestic Two Rate | 0.75907 | 1.5755
Domestic Off Peak (related MPAN) |  | 1
Small Non Domestic Unrestricted | 1.2272 | 1.3961
Small Non Domestic Two Rate | 0.98832 | 1.3171
Small Non Domestic Off Peak (related MPAN) |  | 1
LV Medium Non-Domestic | 0 | 1
LV Sub Medium Non-Domestic | 0 | 1
HV Medium Non-Domestic | 1.1535 | 1.2635
LV Network Domestic | 0 | 1
LV Network Non-Domestic Non-CT | 1.2267 | 1.3968
LV HH Metered | 1.2242 | 1.1986
LV Sub HH Metered | 1.1832 | 1.1889
HV HH Metered | 1.1211 | 1.0744
LV Generation Non-Intermittent |  | -1
LV Sub Generation Non-Intermittent |  | -1
HV Generation Non-Intermittent |  | -1
2412. Normalisation of peaking probabilities
Data sources:
x1 = 1069. Red, amber and green peaking probabilities (in Peaking probabilities by network level)
x2 = Total probability (should be 100%) (in Normalisation of peaking probabilities)
x3 = 1068. Typical annual hours by distribution time band
x4 = 2401. Total hours in the year according to time band hours input data (in Adjust annual hours by distribution time band to match days in year)
Kind: | Cell summation | Calculation
Formula: | =SUM(x1) | =IF(x2,x1/x2,x3/x4)
Normalised peaking probabilities
| Total probability (should be 100%) | Red | Amber | Green
GSPs | 100% | 89.06% | 9.185% | 1.754%
132kV | 100% | 70.62% | 22.85% | 6.535%
132kV/EHV | 100% | 70.62% | 22.85% | 6.535%
EHV | 100% | 59.58% | 31.33% | 9.091%
EHV/HV | 100% | 59.58% | 31.33% | 9.091%
132kV/HV | 0% | 8.904% | 28.82% | 62.27%
HV | 100% | 59.58% | 31.33% | 9.091%
HV/LV | 100% | 59.58% | 31.33% | 9.091%
LV circuits | 100% | 59.58% | 31.33% | 9.091%
2413. Peaking probabilities by network level (reshaped)
Data sources:
x1 = 2412. Normalised peaking probabilities (in Normalisation of peaking probabilities)
Reshape table = x1
| GSPs | Red | Amber | Green | 132kV | Red | Amber | Green | 132kV/EHV | Red | Amber | Green | EHV | Red | Amber | Green | EHV/HV | Red | Amber | Green | 132kV/HV | Red | Amber | Green | HV | Red | Amber | Green | HV/LV | Red | Amber | Green | LV circuits | Red | Amber | Green
Probability of peak within timeband |  | 89.06% | 9.185% | 1.754% |  | 70.62% | 22.85% | 6.535% |  | 70.62% | 22.85% | 6.535% |  | 59.58% | 31.33% | 9.091% |  | 59.58% | 31.33% | 9.091% |  | 8.904% | 28.82% | 62.27% |  | 59.58% | 31.33% | 9.091% |  | 59.58% | 31.33% | 9.091% |  | 59.58% | 31.33% | 9.091%
2414. Pseudo load coefficient by time band and network level
Data sources:
x1 = 2401. Annual hours by distribution time band (reconciled to days in year) (in Adjust annual hours by distribution time band to match days in year)
x2 = 2411. Load coefficient correction factor (kW at peak in band / band average kW) (in Calculation of adjusted time band load coefficients)
x3 = 2413. Peaking probabilities by network level (reshaped)
x4 = 1010. Days in the charging year (in Financial and general assumptions)
Calculation =IF(x1>0,x2*x3*24*x4/x1,0)
| GSPs | Red | Amber | Green | 132kV | Red | Amber | Green | 132kV/EHV | Red | Amber | Green | EHV | Red | Amber | Green | EHV/HV | Red | Amber | Green | 132kV/HV | Red | Amber | Green | HV | Red | Amber | Green | HV/LV | Red | Amber | Green | LV circuits | Red | Amber | Green
Domestic Unrestricted |  | 14.0388 | 0.44724 | 0.039543 |  | 11.1314 | 1.1126 | 0.1473 |  | 11.1314 | 1.1126 | 0.1473 |  | 9.3922 | 1.5254 | 0.20491 |  | 9.3922 | 1.5254 | 0.20491 |  | 1.4036 | 1.4036 | 1.4036 |  | 9.3922 | 1.5254 | 0.20491 |  | 9.3922 | 1.5254 | 0.20491 |  | 9.3922 | 1.5254 | 0.20491
Domestic Two Rate |  | 15.7581 | 0.50202 | 0.044386 |  | 12.4947 | 1.2488 | 0.16534 |  | 12.4947 | 1.2488 | 0.16534 |  | 10.5424 | 1.7122 | 0.23 |  | 10.5424 | 1.7122 | 0.23 |  | 1.5755 | 1.5755 | 1.5755 |  | 10.5424 | 1.7122 | 0.23 |  | 10.5424 | 1.7122 | 0.23 |  | 10.5424 | 1.7122 | 0.23
Domestic Off Peak (related MPAN) |  | 10.0022 | 0.31865 | 0.028173 |  | 7.9308 | 0.79267 | 0.10495 |  | 7.9308 | 0.79267 | 0.10495 |  | 6.6916 | 1.0868 | 0.14599 |  | 6.6916 | 1.0868 | 0.14599 |  | 1 | 1 | 1 |  | 6.6916 | 1.0868 | 0.14599 |  | 6.6916 | 1.0868 | 0.14599 |  | 6.6916 | 1.0868 | 0.14599
Small Non Domestic Unrestricted |  | 13.9645 | 0.44488 | 0.039334 |  | 11.0725 | 1.1067 | 0.14652 |  | 11.0725 | 1.1067 | 0.14652 |  | 9.3425 | 1.5173 | 0.20382 |  | 9.3425 | 1.5173 | 0.20382 |  | 1.3961 | 1.3961 | 1.3961 |  | 9.3425 | 1.5173 | 0.20382 |  | 9.3425 | 1.5173 | 0.20382 |  | 9.3425 | 1.5173 | 0.20382
Small Non Domestic Two Rate |  | 13.1739 | 0.41969 | 0.037107 |  | 10.4457 | 1.044 | 0.13823 |  | 10.4457 | 1.044 | 0.13823 |  | 8.8136 | 1.4314 | 0.19229 |  | 8.8136 | 1.4314 | 0.19229 |  | 1.3171 | 1.3171 | 1.3171 |  | 8.8136 | 1.4314 | 0.19229 |  | 8.8136 | 1.4314 | 0.19229 |  | 8.8136 | 1.4314 | 0.19229
Small Non Domestic Off Peak (related MPAN) |  | 10.0022 | 0.31865 | 0.028173 |  | 7.9308 | 0.79267 | 0.10495 |  | 7.9308 | 0.79267 | 0.10495 |  | 6.6916 | 1.0868 | 0.14599 |  | 6.6916 | 1.0868 | 0.14599 |  | 1 | 1 | 1 |  | 6.6916 | 1.0868 | 0.14599 |  | 6.6916 | 1.0868 | 0.14599 |  | 6.6916 | 1.0868 | 0.14599
LV Medium Non-Domestic |  | 10.0022 | 0.31865 | 0.028173 |  | 7.9308 | 0.79267 | 0.10495 |  | 7.9308 | 0.79267 | 0.10495 |  | 6.6916 | 1.0868 | 0.14599 |  | 6.6916 | 1.0868 | 0.14599 |  | 1 | 1 | 1 |  | 6.6916 | 1.0868 | 0.14599 |  | 6.6916 | 1.0868 | 0.14599 |  | 6.6916 | 1.0868 | 0.14599
LV Sub Medium Non-Domestic |  | 10.0022 | 0.31865 | 0.028173 |  | 7.9308 | 0.79267 | 0.10495 |  | 7.9308 | 0.79267 | 0.10495 |  | 6.6916 | 1.0868 | 0.14599 |  | 6.6916 | 1.0868 | 0.14599 |  | 1 | 1 | 1 |  | 6.6916 | 1.0868 | 0.14599 |  | 6.6916 | 1.0868 | 0.14599 |  | 6.6916 | 1.0868 | 0.14599
HV Medium Non-Domestic |  | 12.6377 | 0.4026 | 0.035596 |  | 10.0204 | 1.0015 | 0.1326 |  | 10.0204 | 1.0015 | 0.1326 |  | 8.4548 | 1.3731 | 0.18446 |  | 8.4548 | 1.3731 | 0.18446 |  | 1.2635 | 1.2635 | 1.2635 |  | 8.4548 | 1.3731 | 0.18446 |  | 8.4548 | 1.3731 | 0.18446 |  | 8.4548 | 1.3731 | 0.18446
LV Network Domestic |  | 10.0022 | 0.31865 | 0.028173 |  | 7.9308 | 0.79267 | 0.10495 |  | 7.9308 | 0.79267 | 0.10495 |  | 6.6916 | 1.0868 | 0.14599 |  | 6.6916 | 1.0868 | 0.14599 |  | 1 | 1 | 1 |  | 6.6916 | 1.0868 | 0.14599 |  | 6.6916 | 1.0868 | 0.14599 |  | 6.6916 | 1.0868 | 0.14599
LV Network Non-Domestic Non-CT |  | 13.9709 | 0.44508 | 0.039352 |  | 11.0776 | 1.1072 | 0.14659 |  | 11.0776 | 1.1072 | 0.14659 |  | 9.3468 | 1.518 | 0.20392 |  | 9.3468 | 1.518 | 0.20392 |  | 1.3968 | 1.3968 | 1.3968 |  | 9.3468 | 1.518 | 0.20392 |  | 9.3468 | 1.518 | 0.20392 |  | 9.3468 | 1.518 | 0.20392
LV HH Metered |  | 11.9889 | 0.38194 | 0.033769 |  | 9.506 | 0.95011 | 0.12579 |  | 9.506 | 0.95011 | 0.12579 |  | 8.0207 | 1.3026 | 0.17499 |  | 8.0207 | 1.3026 | 0.17499 |  | 1.1986 | 1.1986 | 1.1986 |  | 8.0207 | 1.3026 | 0.17499 |  | 8.0207 | 1.3026 | 0.17499 |  | 8.0207 | 1.3026 | 0.17499
LV Sub HH Metered |  | 11.8914 | 0.37883 | 0.033494 |  | 9.4287 | 0.94238 | 0.12477 |  | 9.4287 | 0.94238 | 0.12477 |  | 7.9555 | 1.2921 | 0.17357 |  | 7.9555 | 1.2921 | 0.17357 |  | 1.1889 | 1.1889 | 1.1889 |  | 7.9555 | 1.2921 | 0.17357 |  | 7.9555 | 1.2921 | 0.17357 |  | 7.9555 | 1.2921 | 0.17357
HV HH Metered |  | 10.7465 | 0.34236 | 0.03027 |  | 8.521 | 0.85165 | 0.11276 |  | 8.521 | 0.85165 | 0.11276 |  | 7.1896 | 1.1677 | 0.15686 |  | 7.1896 | 1.1677 | 0.15686 |  | 1.0744 | 1.0744 | 1.0744 |  | 7.1896 | 1.1677 | 0.15686 |  | 7.1896 | 1.1677 | 0.15686 |  | 7.1896 | 1.1677 | 0.15686
LV Generation Non-Intermittent |  | -10.0022 | -0.31865 | -0.028173 |  | -7.9308 | -0.79267 | -0.10495 |  | -7.9308 | -0.79267 | -0.10495 |  | -6.6916 | -1.0868 | -0.14599 |  | -6.6916 | -1.0868 | -0.14599 |  | -1 | -1 | -1 |  | -6.6916 | -1.0868 | -0.14599 |  | -6.6916 | -1.0868 | -0.14599 |  | -6.6916 | -1.0868 | -0.14599
LV Sub Generation Non-Intermittent |  | -10.0022 | -0.31865 | -0.028173 |  | -7.9308 | -0.79267 | -0.10495 |  | -7.9308 | -0.79267 | -0.10495 |  | -6.6916 | -1.0868 | -0.14599 |  | -6.6916 | -1.0868 | -0.14599 |  | -1 | -1 | -1 |  | -6.6916 | -1.0868 | -0.14599 |  | -6.6916 | -1.0868 | -0.14599 |  | -6.6916 | -1.0868 | -0.14599
HV Generation Non-Intermittent |  | -10.0022 | -0.31865 | -0.028173 |  | -7.9308 | -0.79267 | -0.10495 |  | -7.9308 | -0.79267 | -0.10495 |  | -6.6916 | -1.0868 | -0.14599 |  | -6.6916 | -1.0868 | -0.14599 |  | -1 | -1 | -1 |  | -6.6916 | -1.0868 | -0.14599 |  | -6.6916 | -1.0868 | -0.14599 |  | -6.6916 | -1.0868 | -0.14599
2415. Single rate non half hourly pseudo timeband load coefficients
Data sources:
x1 = 2414. Pseudo load coefficient by time band and network level
Copy cells = x1
| GSPs | Red | Amber | Green | 132kV | Red | Amber | Green | 132kV/EHV | Red | Amber | Green | EHV | Red | Amber | Green | EHV/HV | Red | Amber | Green | 132kV/HV | Red | Amber | Green | HV | Red | Amber | Green | HV/LV | Red | Amber | Green | LV circuits | Red | Amber | Green
Domestic Unrestricted |  | 14.0388 | 0.44724 | 0.039543 |  | 11.1314 | 1.1126 | 0.1473 |  | 11.1314 | 1.1126 | 0.1473 |  | 9.3922 | 1.5254 | 0.20491 |  | 9.3922 | 1.5254 | 0.20491 |  | 1.4036 | 1.4036 | 1.4036 |  | 9.3922 | 1.5254 | 0.20491 |  | 9.3922 | 1.5254 | 0.20491 |  | 9.3922 | 1.5254 | 0.20491
Small Non Domestic Unrestricted |  | 13.9645 | 0.44488 | 0.039334 |  | 11.0725 | 1.1067 | 0.14652 |  | 11.0725 | 1.1067 | 0.14652 |  | 9.3425 | 1.5173 | 0.20382 |  | 9.3425 | 1.5173 | 0.20382 |  | 1.3961 | 1.3961 | 1.3961 |  | 9.3425 | 1.5173 | 0.20382 |  | 9.3425 | 1.5173 | 0.20382 |  | 9.3425 | 1.5173 | 0.20382
2416. Single rate non half hourly units (MWh)
Data sources:
x1 = 2407. All units (MWh)
Copy cells = x1
Single rate non half hourly units (MWh)
Domestic Unrestricted | 6643378.98
Small Non Domestic Unrestricted | 1575952.7929
2417. Single rate non half hourly timeband use
Data sources:
x1 = 2403. Split of rate 1 units between distribution time bands
Copy cells = x1
| Red | Amber | Green
Domestic Unrestricted | 12.67% | 33.18% | 54.15%
Small Non Domestic Unrestricted | 10.93% | 44.78% | 44.29%
2418. Single rate non half hourly tariff pseudo load coefficient
Data sources:
x1 = 2415. Single rate non half hourly pseudo timeband load coefficients
x2 = 2417. Single rate non half hourly timeband use
Sum-product calculation =SUMPRODUCT(x1, x2)
| GSPs | 132kV | 132kV/EHV | EHV | EHV/HV | 132kV/HV | HV | HV/LV | LV circuits
Domestic Unrestricted | 1.9487 | 1.8594 | 1.8594 | 1.8072 | 1.8072 | 1.4036 | 1.8072 | 1.8072 | 1.8072
Small Non Domestic Unrestricted | 1.7426 | 1.7704 | 1.7704 | 1.7907 | 1.7907 | 1.3961 | 1.7907 | 1.7907 | 1.7907
2419. Multi rate non half hourly units (MWh)
Data sources:
x1 = 2407. All units (MWh)
Copy cells = x1
Multi rate non half hourly units (MWh)
Domestic Two Rate | 951471.4295
Small Non Domestic Two Rate | 791480.3512
2420. Multi rate non half hourly pseudo timeband load coefficients
Data sources:
x1 = 2414. Pseudo load coefficient by time band and network level
Copy cells = x1
| GSPs | Red | Amber | Green | 132kV | Red | Amber | Green | 132kV/EHV | Red | Amber | Green | EHV | Red | Amber | Green | EHV/HV | Red | Amber | Green | 132kV/HV | Red | Amber | Green | HV | Red | Amber | Green | HV/LV | Red | Amber | Green | LV circuits | Red | Amber | Green
Domestic Two Rate |  | 15.7581 | 0.50202 | 0.044386 |  | 12.4947 | 1.2488 | 0.16534 |  | 12.4947 | 1.2488 | 0.16534 |  | 10.5424 | 1.7122 | 0.23 |  | 10.5424 | 1.7122 | 0.23 |  | 1.5755 | 1.5755 | 1.5755 |  | 10.5424 | 1.7122 | 0.23 |  | 10.5424 | 1.7122 | 0.23 |  | 10.5424 | 1.7122 | 0.23
Small Non Domestic Two Rate |  | 13.1739 | 0.41969 | 0.037107 |  | 10.4457 | 1.044 | 0.13823 |  | 10.4457 | 1.044 | 0.13823 |  | 8.8136 | 1.4314 | 0.19229 |  | 8.8136 | 1.4314 | 0.19229 |  | 1.3171 | 1.3171 | 1.3171 |  | 8.8136 | 1.4314 | 0.19229 |  | 8.8136 | 1.4314 | 0.19229 |  | 8.8136 | 1.4314 | 0.19229
2421. Multi rate non half hourly timeband use
Data sources:
x1 = 2409. Use of distribution time bands by units in demand forecast for two-rate tariffs (in Calculation of implied load coefficients for two-rate users)
Copy cells = x1
| Red | Amber | Green
Domestic Two Rate | 6.759% | 17.39% | 75.85%
Small Non Domestic Two Rate | 8.8% | 33.13% | 58.07%
2422. Multi rate non half hourly tariff pseudo load coefficient
Data sources:
x1 = 2420. Multi rate non half hourly pseudo timeband load coefficients
x2 = 2421. Multi rate non half hourly timeband use
Sum-product calculation =SUMPRODUCT(x1, x2)
| GSPs | 132kV | 132kV/EHV | EHV | EHV/HV | 132kV/HV | HV | HV/LV | LV circuits
Domestic Two Rate | 1.186 | 1.1871 | 1.1871 | 1.1847 | 1.1847 | 1.5755 | 1.1847 | 1.1847 | 1.1847
Small Non Domestic Two Rate | 1.3199 | 1.3454 | 1.3454 | 1.3615 | 1.3615 | 1.3171 | 1.3615 | 1.3615 | 1.3615
2423. Off-peak non half hourly units (MWh)
Data sources:
x1 = 2407. All units (MWh)
Copy cells = x1
Off-peak non half hourly units (MWh)
Domestic Off Peak (related MPAN) | 16657.9641
Small Non Domestic Off Peak (related MPAN) | 18224.0656
2424. Off-peak non half hourly pseudo timeband load coefficients
Data sources:
x1 = 2414. Pseudo load coefficient by time band and network level
Copy cells = x1
| GSPs | Red | Amber | Green | 132kV | Red | Amber | Green | 132kV/EHV | Red | Amber | Green | EHV | Red | Amber | Green | EHV/HV | Red | Amber | Green | 132kV/HV | Red | Amber | Green | HV | Red | Amber | Green | HV/LV | Red | Amber | Green | LV circuits | Red | Amber | Green
Domestic Off Peak (related MPAN) |  | 10.0022 | 0.31865 | 0.028173 |  | 7.9308 | 0.79267 | 0.10495 |  | 7.9308 | 0.79267 | 0.10495 |  | 6.6916 | 1.0868 | 0.14599 |  | 6.6916 | 1.0868 | 0.14599 |  | 1 | 1 | 1 |  | 6.6916 | 1.0868 | 0.14599 |  | 6.6916 | 1.0868 | 0.14599 |  | 6.6916 | 1.0868 | 0.14599
Small Non Domestic Off Peak (related MPAN) |  | 10.0022 | 0.31865 | 0.028173 |  | 7.9308 | 0.79267 | 0.10495 |  | 7.9308 | 0.79267 | 0.10495 |  | 6.6916 | 1.0868 | 0.14599 |  | 6.6916 | 1.0868 | 0.14599 |  | 1 | 1 | 1 |  | 6.6916 | 1.0868 | 0.14599 |  | 6.6916 | 1.0868 | 0.14599 |  | 6.6916 | 1.0868 | 0.14599
2425. Off-peak non half hourly timeband use
Data sources:
x1 = 2403. Split of rate 1 units between distribution time bands
Copy cells = x1
| Red | Amber | Green
Domestic Off Peak (related MPAN) | 0.5296% | 9.414% | 90.06%
Small Non Domestic Off Peak (related MPAN) | 0.1576% | 5.078% | 94.76%
2426. Off-peak non half hourly tariff pseudo load coefficient
Data sources:
x1 = 2424. Off-peak non half hourly pseudo timeband load coefficients
x2 = 2425. Off-peak non half hourly timeband use
Sum-product calculation =SUMPRODUCT(x1, x2)
| GSPs | 132kV | 132kV/EHV | EHV | EHV/HV | 132kV/HV | HV | HV/LV | LV circuits
Domestic Off Peak (related MPAN) | 0.10834 | 0.21114 | 0.21114 | 0.26922 | 0.26922 | 1 | 0.26922 | 0.26922 | 0.26922
Small Non Domestic Off Peak (related MPAN) | 0.058638 | 0.1522 | 0.1522 | 0.20408 | 0.20408 | 1 | 0.20408 | 0.20408 | 0.20408
2427. Aggregated half hourly units (MWh)
Data sources:
x1 = 2407. All units (MWh)
Copy cells = x1
Aggregated half hourly units (MWh)
LV Network Domestic | 0
LV Network Non-Domestic Non-CT | 512249.9808
2428. Aggregated half hourly pseudo timeband load coefficients
Data sources:
x1 = 2414. Pseudo load coefficient by time band and network level
Copy cells = x1
| GSPs | Red | Amber | Green | 132kV | Red | Amber | Green | 132kV/EHV | Red | Amber | Green | EHV | Red | Amber | Green | EHV/HV | Red | Amber | Green | 132kV/HV | Red | Amber | Green | HV | Red | Amber | Green | HV/LV | Red | Amber | Green | LV circuits | Red | Amber | Green
LV Network Domestic |  | 10.0022 | 0.31865 | 0.028173 |  | 7.9308 | 0.79267 | 0.10495 |  | 7.9308 | 0.79267 | 0.10495 |  | 6.6916 | 1.0868 | 0.14599 |  | 6.6916 | 1.0868 | 0.14599 |  | 1 | 1 | 1 |  | 6.6916 | 1.0868 | 0.14599 |  | 6.6916 | 1.0868 | 0.14599 |  | 6.6916 | 1.0868 | 0.14599
LV Network Non-Domestic Non-CT |  | 13.9709 | 0.44508 | 0.039352 |  | 11.0776 | 1.1072 | 0.14659 |  | 11.0776 | 1.1072 | 0.14659 |  | 9.3468 | 1.518 | 0.20392 |  | 9.3468 | 1.518 | 0.20392 |  | 1.3968 | 1.3968 | 1.3968 |  | 9.3468 | 1.518 | 0.20392 |  | 9.3468 | 1.518 | 0.20392 |  | 9.3468 | 1.518 | 0.20392
2429. Aggregated half hourly timeband use
Data sources:
x1 = 2410. Use of distribution time bands by units in demand forecast for three-rate tariffs (in Calculation of implied load coefficients for three-rate users)
Copy cells = x1
| Red | Amber | Green
LV Network Domestic | 0% | 0% | 0%
LV Network Non-Domestic Non-CT | 10.92% | 38.76% | 50.32%
2430. Aggregated half hourly tariff pseudo load coefficient
Data sources:
x1 = 2428. Aggregated half hourly pseudo timeband load coefficients
x2 = 2429. Aggregated half hourly timeband use
Sum-product calculation =SUMPRODUCT(x1, x2)
| GSPs | 132kV | 132kV/EHV | EHV | EHV/HV | 132kV/HV | HV | HV/LV | LV circuits
LV Network Domestic | 0 | 0 | 0 | 0 | 0 | 0 | 0 | 0 | 0
LV Network Non-Domestic Non-CT | 1.7183 | 1.7129 | 1.7129 | 1.7119 | 1.7119 | 1.3968 | 1.7119 | 1.7119 | 1.7119
2431. Average non half hourly tariff pseudo load coefficient
Data sources:
x1 = 2416. Single rate non half hourly units (MWh)
x2 = 2418. Single rate non half hourly tariff pseudo load coefficient
x3 = 2419. Multi rate non half hourly units (MWh)
x4 = 2422. Multi rate non half hourly tariff pseudo load coefficient
x5 = 2423. Off-peak non half hourly units (MWh)
x6 = 2426. Off-peak non half hourly tariff pseudo load coefficient
Calculation =(x1*x2+x3*x4+x5*x6)/(x1+x3+x5)
| GSPs | 132kV | 132kV/EHV | EHV | EHV/HV | 132kV/HV | HV | HV/LV | LV circuits
Domestic equalisation group | 1.8493 | 1.7718 | 1.7718 | 1.726 | 1.726 | 1.4242 | 1.726 | 1.726 | 1.726
Non-domestic equalisation group | 1.5895 | 1.6171 | 1.6171 | 1.6362 | 1.6362 | 1.3669 | 1.6362 | 1.6362 | 1.6362
2432. Average non half hourly timeband use
Data sources:
x1 = 2416. Single rate non half hourly units (MWh)
x2 = 2417. Single rate non half hourly timeband use
x3 = 2419. Multi rate non half hourly units (MWh)
x4 = 2421. Multi rate non half hourly timeband use
x5 = 2423. Off-peak non half hourly units (MWh)
x6 = 2425. Off-peak non half hourly timeband use
Calculation =(x1*x2+x3*x4+x5*x6)/(x1+x3+x5)
| Red | Amber | Green
LV Network Domestic | 11.91% | 31.16% | 56.94%
LV Network Non-Domestic Non-CT | 10.14% | 40.61% | 49.25%
2433. Aggregated half hourly tariff pseudo load coefficient using average non half hourly unit mix
Data sources:
x1 = 2428. Aggregated half hourly pseudo timeband load coefficients
x2 = 2432. Average non half hourly timeband use
Sum-product calculation =SUMPRODUCT(x1, x2)
| GSPs | 132kV | 132kV/EHV | EHV | EHV/HV | 132kV/HV | HV | HV/LV | LV circuits
LV Network Domestic | 1.3061 | 1.2509 | 1.2509 | 1.2184 | 1.2184 | 1 | 1.2184 | 1.2184 | 1.2184
LV Network Non-Domestic Non-CT | 1.6167 | 1.6451 | 1.6451 | 1.6647 | 1.6647 | 1.3968 | 1.6647 | 1.6647 | 1.6647
2434. Relative correction factor for aggregated half hourly tariff
Data sources:
x1 = 2431. Average non half hourly tariff pseudo load coefficient
x2 = 2433. Aggregated half hourly tariff pseudo load coefficient using average non half hourly unit mix
Calculation =x1/x2
| GSPs | 132kV | 132kV/EHV | EHV | EHV/HV | 132kV/HV | HV | HV/LV | LV circuits
Domestic equalisation group | 1.4159 | 1.4164 | 1.4164 | 1.4166 | 1.4166 | 1.4242 | 1.4166 | 1.4166 | 1.4166
Non-domestic equalisation group | 0.98318 | 0.98298 | 0.98298 | 0.98289 | 0.98289 | 0.9786 | 0.98289 | 0.98289 | 0.98289
2435. Correction factor for non half hourly tariffs
Data sources:
x1 = 2416. Single rate non half hourly units (MWh)
x2 = 2418. Single rate non half hourly tariff pseudo load coefficient
x3 = 2419. Multi rate non half hourly units (MWh)
x4 = 2422. Multi rate non half hourly tariff pseudo load coefficient
x5 = 2423. Off-peak non half hourly units (MWh)
x6 = 2426. Off-peak non half hourly tariff pseudo load coefficient
x7 = 2427. Aggregated half hourly units (MWh)
x8 = 2430. Aggregated half hourly tariff pseudo load coefficient
x9 = 2434. Relative correction factor for aggregated half hourly tariff
Calculation =(x1*x2+x3*x4+x5*x6+x7*x8)/(x1*x2+x3*x4+x5*x6+x7*x8*x9)
| GSPs | 132kV | 132kV/EHV | EHV | EHV/HV | 132kV/HV | HV | HV/LV | LV circuits
Domestic equalisation group | 1 | 1 | 1 | 1 | 1 | 1 | 1 | 1 | 1
Non-domestic equalisation group | 1.0032 | 1.0032 | 1.0032 | 1.0031 | 1.0031 | 1.0039 | 1.0031 | 1.0031 | 1.0031
2436. Single rate non half hourly corrected pseudo timeband load coefficient
Data sources:
x1 = 2415. Single rate non half hourly pseudo timeband load coefficients
x2 = 2435. Correction factor for non half hourly tariffs
Calculation =x1*x2
| GSPs | Red | Amber | Green | 132kV | Red | Amber | Green | 132kV/EHV | Red | Amber | Green | EHV | Red | Amber | Green | EHV/HV | Red | Amber | Green | 132kV/HV | Red | Amber | Green | HV | Red | Amber | Green | HV/LV | Red | Amber | Green | LV circuits | Red | Amber | Green
Domestic Unrestricted |  | 14.0388 | 0.44724 | 0.039543 |  | 11.1314 | 1.1126 | 0.1473 |  | 11.1314 | 1.1126 | 0.1473 |  | 9.3922 | 1.5254 | 0.20491 |  | 9.3922 | 1.5254 | 0.20491 |  | 1.4036 | 1.4036 | 1.4036 |  | 9.3922 | 1.5254 | 0.20491 |  | 9.3922 | 1.5254 | 0.20491 |  | 9.3922 | 1.5254 | 0.20491
Small Non Domestic Unrestricted |  | 14.0089 | 0.44629 | 0.039459 |  | 11.1076 | 1.1102 | 0.14699 |  | 11.1076 | 1.1102 | 0.14699 |  | 9.3719 | 1.5221 | 0.20447 |  | 9.3719 | 1.5221 | 0.20447 |  | 1.4015 | 1.4015 | 1.4015 |  | 9.3719 | 1.5221 | 0.20447 |  | 9.3719 | 1.5221 | 0.20447 |  | 9.3719 | 1.5221 | 0.20447
2437. Multi rate non half hourly corrected pseudo timeband load coefficient
Data sources:
x1 = 2420. Multi rate non half hourly pseudo timeband load coefficients
x2 = 2435. Correction factor for non half hourly tariffs
Calculation =x1*x2
| GSPs | Red | Amber | Green | 132kV | Red | Amber | Green | 132kV/EHV | Red | Amber | Green | EHV | Red | Amber | Green | EHV/HV | Red | Amber | Green | 132kV/HV | Red | Amber | Green | HV | Red | Amber | Green | HV/LV | Red | Amber | Green | LV circuits | Red | Amber | Green
Domestic Two Rate |  | 15.7581 | 0.50202 | 0.044386 |  | 12.4947 | 1.2488 | 0.16534 |  | 12.4947 | 1.2488 | 0.16534 |  | 10.5424 | 1.7122 | 0.23 |  | 10.5424 | 1.7122 | 0.23 |  | 1.5755 | 1.5755 | 1.5755 |  | 10.5424 | 1.7122 | 0.23 |  | 10.5424 | 1.7122 | 0.23 |  | 10.5424 | 1.7122 | 0.23
Small Non Domestic Two Rate |  | 13.2158 | 0.42102 | 0.037225 |  | 10.4787 | 1.0473 | 0.13866 |  | 10.4787 | 1.0473 | 0.13866 |  | 8.8413 | 1.4359 | 0.19289 |  | 8.8413 | 1.4359 | 0.19289 |  | 1.3222 | 1.3222 | 1.3222 |  | 8.8413 | 1.4359 | 0.19289 |  | 8.8413 | 1.4359 | 0.19289 |  | 8.8413 | 1.4359 | 0.19289
2438. Off-peak non half hourly corrected pseudo timeband load coefficient
Data sources:
x1 = 2424. Off-peak non half hourly pseudo timeband load coefficients
x2 = 2435. Correction factor for non half hourly tariffs
Calculation =x1*x2
| GSPs | Red | Amber | Green | 132kV | Red | Amber | Green | 132kV/EHV | Red | Amber | Green | EHV | Red | Amber | Green | EHV/HV | Red | Amber | Green | 132kV/HV | Red | Amber | Green | HV | Red | Amber | Green | HV/LV | Red | Amber | Green | LV circuits | Red | Amber | Green
Domestic Off Peak (related MPAN) |  | 10.0022 | 0.31865 | 0.028173 |  | 7.9308 | 0.79267 | 0.10495 |  | 7.9308 | 0.79267 | 0.10495 |  | 6.6916 | 1.0868 | 0.14599 |  | 6.6916 | 1.0868 | 0.14599 |  | 1 | 1 | 1 |  | 6.6916 | 1.0868 | 0.14599 |  | 6.6916 | 1.0868 | 0.14599 |  | 6.6916 | 1.0868 | 0.14599
Small Non Domestic Off Peak (related MPAN) |  | 10.034 | 0.31966 | 0.028263 |  | 7.9559 | 0.79518 | 0.10528 |  | 7.9559 | 0.79518 | 0.10528 |  | 6.7127 | 1.0902 | 0.14645 |  | 6.7127 | 1.0902 | 0.14645 |  | 1.0039 | 1.0039 | 1.0039 |  | 6.7127 | 1.0902 | 0.14645 |  | 6.7127 | 1.0902 | 0.14645 |  | 6.7127 | 1.0902 | 0.14645
2439. Aggregated half hourly corrected pseudo timeband load coefficient
Data sources:
x1 = 2428. Aggregated half hourly pseudo timeband load coefficients
x2 = 2435. Correction factor for non half hourly tariffs
x3 = 2434. Relative correction factor for aggregated half hourly tariff
Calculation =x1*x2*x3
| GSPs | Red | Amber | Green | 132kV | Red | Amber | Green | 132kV/EHV | Red | Amber | Green | EHV | Red | Amber | Green | EHV/HV | Red | Amber | Green | 132kV/HV | Red | Amber | Green | HV | Red | Amber | Green | HV/LV | Red | Amber | Green | LV circuits | Red | Amber | Green
LV Network Domestic |  | 14.1619 | 0.45116 | 0.03989 |  | 11.2329 | 1.1227 | 0.14864 |  | 11.2329 | 1.1227 | 0.14864 |  | 9.4796 | 1.5396 | 0.20682 |  | 9.4796 | 1.5396 | 0.20682 |  | 1.4242 | 1.4242 | 1.4242 |  | 9.4796 | 1.5396 | 0.20682 |  | 9.4796 | 1.5396 | 0.20682 |  | 9.4796 | 1.5396 | 0.20682
LV Network Non-Domestic Non-CT |  | 13.7796 | 0.43898 | 0.038813 |  | 10.9235 | 1.0918 | 0.14455 |  | 10.9235 | 1.0918 | 0.14455 |  | 9.2157 | 1.4967 | 0.20106 |  | 9.2157 | 1.4967 | 0.20106 |  | 1.3722 | 1.3722 | 1.3722 |  | 9.2157 | 1.4967 | 0.20106 |  | 9.2157 | 1.4967 | 0.20106 |  | 9.2157 | 1.4967 | 0.20106
2440. Pseudo load coefficient by time band and network level (equalised)
Data sources:
x1 = 2436. Single rate non half hourly corrected pseudo timeband load coefficient
x2 = 2437. Multi rate non half hourly corrected pseudo timeband load coefficient
x3 = 2438. Off-peak non half hourly corrected pseudo timeband load coefficient
x4 = 2439. Aggregated half hourly corrected pseudo timeband load coefficient
x5 = 2414. Pseudo load coefficient by time band and network level
Combine tables = x1 or x2 or x3 or x4 or x5
| GSPs | Red | Amber | Green | 132kV | Red | Amber | Green | 132kV/EHV | Red | Amber | Green | EHV | Red | Amber | Green | EHV/HV | Red | Amber | Green | 132kV/HV | Red | Amber | Green | HV | Red | Amber | Green | HV/LV | Red | Amber | Green | LV circuits | Red | Amber | Green
Domestic Unrestricted |  | 14.0388 | 0.44724 | 0.039543 |  | 11.1314 | 1.1126 | 0.1473 |  | 11.1314 | 1.1126 | 0.1473 |  | 9.3922 | 1.5254 | 0.20491 |  | 9.3922 | 1.5254 | 0.20491 |  | 1.4036 | 1.4036 | 1.4036 |  | 9.3922 | 1.5254 | 0.20491 |  | 9.3922 | 1.5254 | 0.20491 |  | 9.3922 | 1.5254 | 0.20491
Domestic Two Rate |  | 15.7581 | 0.50202 | 0.044386 |  | 12.4947 | 1.2488 | 0.16534 |  | 12.4947 | 1.2488 | 0.16534 |  | 10.5424 | 1.7122 | 0.23 |  | 10.5424 | 1.7122 | 0.23 |  | 1.5755 | 1.5755 | 1.5755 |  | 10.5424 | 1.7122 | 0.23 |  | 10.5424 | 1.7122 | 0.23 |  | 10.5424 | 1.7122 | 0.23
Domestic Off Peak (related MPAN) |  | 10.0022 | 0.31865 | 0.028173 |  | 7.9308 | 0.79267 | 0.10495 |  | 7.9308 | 0.79267 | 0.10495 |  | 6.6916 | 1.0868 | 0.14599 |  | 6.6916 | 1.0868 | 0.14599 |  | 1 | 1 | 1 |  | 6.6916 | 1.0868 | 0.14599 |  | 6.6916 | 1.0868 | 0.14599 |  | 6.6916 | 1.0868 | 0.14599
Small Non Domestic Unrestricted |  | 14.0089 | 0.44629 | 0.039459 |  | 11.1076 | 1.1102 | 0.14699 |  | 11.1076 | 1.1102 | 0.14699 |  | 9.3719 | 1.5221 | 0.20447 |  | 9.3719 | 1.5221 | 0.20447 |  | 1.4015 | 1.4015 | 1.4015 |  | 9.3719 | 1.5221 | 0.20447 |  | 9.3719 | 1.5221 | 0.20447 |  | 9.3719 | 1.5221 | 0.20447
Small Non Domestic Two Rate |  | 13.2158 | 0.42102 | 0.037225 |  | 10.4787 | 1.0473 | 0.13866 |  | 10.4787 | 1.0473 | 0.13866 |  | 8.8413 | 1.4359 | 0.19289 |  | 8.8413 | 1.4359 | 0.19289 |  | 1.3222 | 1.3222 | 1.3222 |  | 8.8413 | 1.4359 | 0.19289 |  | 8.8413 | 1.4359 | 0.19289 |  | 8.8413 | 1.4359 | 0.19289
Small Non Domestic Off Peak (related MPAN) |  | 10.034 | 0.31966 | 0.028263 |  | 7.9559 | 0.79518 | 0.10528 |  | 7.9559 | 0.79518 | 0.10528 |  | 6.7127 | 1.0902 | 0.14645 |  | 6.7127 | 1.0902 | 0.14645 |  | 1.0039 | 1.0039 | 1.0039 |  | 6.7127 | 1.0902 | 0.14645 |  | 6.7127 | 1.0902 | 0.14645 |  | 6.7127 | 1.0902 | 0.14645
LV Medium Non-Domestic |  | 10.0022 | 0.31865 | 0.028173 |  | 7.9308 | 0.79267 | 0.10495 |  | 7.9308 | 0.79267 | 0.10495 |  | 6.6916 | 1.0868 | 0.14599 |  | 6.6916 | 1.0868 | 0.14599 |  | 1 | 1 | 1 |  | 6.6916 | 1.0868 | 0.14599 |  | 6.6916 | 1.0868 | 0.14599 |  | 6.6916 | 1.0868 | 0.14599
LV Sub Medium Non-Domestic |  | 10.0022 | 0.31865 | 0.028173 |  | 7.9308 | 0.79267 | 0.10495 |  | 7.9308 | 0.79267 | 0.10495 |  | 6.6916 | 1.0868 | 0.14599 |  | 6.6916 | 1.0868 | 0.14599 |  | 1 | 1 | 1 |  | 6.6916 | 1.0868 | 0.14599 |  | 6.6916 | 1.0868 | 0.14599 |  | 6.6916 | 1.0868 | 0.14599
HV Medium Non-Domestic |  | 12.6377 | 0.4026 | 0.035596 |  | 10.0204 | 1.0015 | 0.1326 |  | 10.0204 | 1.0015 | 0.1326 |  | 8.4548 | 1.3731 | 0.18446 |  | 8.4548 | 1.3731 | 0.18446 |  | 1.2635 | 1.2635 | 1.2635 |  | 8.4548 | 1.3731 | 0.18446 |  | 8.4548 | 1.3731 | 0.18446 |  | 8.4548 | 1.3731 | 0.18446
LV Network Domestic |  | 14.1619 | 0.45116 | 0.03989 |  | 11.2329 | 1.1227 | 0.14864 |  | 11.2329 | 1.1227 | 0.14864 |  | 9.4796 | 1.5396 | 0.20682 |  | 9.4796 | 1.5396 | 0.20682 |  | 1.4242 | 1.4242 | 1.4242 |  | 9.4796 | 1.5396 | 0.20682 |  | 9.4796 | 1.5396 | 0.20682 |  | 9.4796 | 1.5396 | 0.20682
LV Network Non-Domestic Non-CT |  | 13.7796 | 0.43898 | 0.038813 |  | 10.9235 | 1.0918 | 0.14455 |  | 10.9235 | 1.0918 | 0.14455 |  | 9.2157 | 1.4967 | 0.20106 |  | 9.2157 | 1.4967 | 0.20106 |  | 1.3722 | 1.3722 | 1.3722 |  | 9.2157 | 1.4967 | 0.20106 |  | 9.2157 | 1.4967 | 0.20106 |  | 9.2157 | 1.4967 | 0.20106
LV HH Metered |  | 11.9889 | 0.38194 | 0.033769 |  | 9.506 | 0.95011 | 0.12579 |  | 9.506 | 0.95011 | 0.12579 |  | 8.0207 | 1.3026 | 0.17499 |  | 8.0207 | 1.3026 | 0.17499 |  | 1.1986 | 1.1986 | 1.1986 |  | 8.0207 | 1.3026 | 0.17499 |  | 8.0207 | 1.3026 | 0.17499 |  | 8.0207 | 1.3026 | 0.17499
LV Sub HH Metered |  | 11.8914 | 0.37883 | 0.033494 |  | 9.4287 | 0.94238 | 0.12477 |  | 9.4287 | 0.94238 | 0.12477 |  | 7.9555 | 1.2921 | 0.17357 |  | 7.9555 | 1.2921 | 0.17357 |  | 1.1889 | 1.1889 | 1.1889 |  | 7.9555 | 1.2921 | 0.17357 |  | 7.9555 | 1.2921 | 0.17357 |  | 7.9555 | 1.2921 | 0.17357
HV HH Metered |  | 10.7465 | 0.34236 | 0.03027 |  | 8.521 | 0.85165 | 0.11276 |  | 8.521 | 0.85165 | 0.11276 |  | 7.1896 | 1.1677 | 0.15686 |  | 7.1896 | 1.1677 | 0.15686 |  | 1.0744 | 1.0744 | 1.0744 |  | 7.1896 | 1.1677 | 0.15686 |  | 7.1896 | 1.1677 | 0.15686 |  | 7.1896 | 1.1677 | 0.15686
LV Generation Non-Intermittent |  | -10.0022 | -0.31865 | -0.028173 |  | -7.9308 | -0.79267 | -0.10495 |  | -7.9308 | -0.79267 | -0.10495 |  | -6.6916 | -1.0868 | -0.14599 |  | -6.6916 | -1.0868 | -0.14599 |  | -1 | -1 | -1 |  | -6.6916 | -1.0868 | -0.14599 |  | -6.6916 | -1.0868 | -0.14599 |  | -6.6916 | -1.0868 | -0.14599
LV Sub Generation Non-Intermittent |  | -10.0022 | -0.31865 | -0.028173 |  | -7.9308 | -0.79267 | -0.10495 |  | -7.9308 | -0.79267 | -0.10495 |  | -6.6916 | -1.0868 | -0.14599 |  | -6.6916 | -1.0868 | -0.14599 |  | -1 | -1 | -1 |  | -6.6916 | -1.0868 | -0.14599 |  | -6.6916 | -1.0868 | -0.14599 |  | -6.6916 | -1.0868 | -0.14599
HV Generation Non-Intermittent |  | -10.0022 | -0.31865 | -0.028173 |  | -7.9308 | -0.79267 | -0.10495 |  | -7.9308 | -0.79267 | -0.10495 |  | -6.6916 | -1.0868 | -0.14599 |  | -6.6916 | -1.0868 | -0.14599 |  | -1 | -1 | -1 |  | -6.6916 | -1.0868 | -0.14599 |  | -6.6916 | -1.0868 | -0.14599 |  | -6.6916 | -1.0868 | -0.14599
2441. Unit rate 1 pseudo load coefficient by network level
Data sources:
x1 = 2440. Pseudo load coefficient by time band and network level (equalised)
x2 = 2403. Split of rate 1 units between distribution time bands
Sum-product calculation =SUMPRODUCT(x1, x2)
| GSPs | 132kV | 132kV/EHV | EHV | EHV/HV | 132kV/HV | HV | HV/LV | LV circuits
Domestic Unrestricted | 1.9487 | 1.8594 | 1.8594 | 1.8072 | 1.8072 | 1.4036 | 1.8072 | 1.8072 | 1.8072
Domestic Two Rate | 2.3318 | 2.2125 | 2.2125 | 2.143 | 2.143 | 1.5755 | 2.143 | 2.143 | 2.143
Domestic Off Peak (related MPAN) | 0.10834 | 0.21114 | 0.21114 | 0.26922 | 0.26922 | 1 | 0.26922 | 0.26922 | 0.26922
Small Non Domestic Unrestricted | 1.7482 | 1.776 | 1.776 | 1.7963 | 1.7963 | 1.4015 | 1.7963 | 1.7963 | 1.7963
Small Non Domestic Two Rate | 1.8274 | 1.8232 | 1.8232 | 1.8245 | 1.8245 | 1.3222 | 1.8245 | 1.8245 | 1.8245
Small Non Domestic Off Peak (related MPAN) | 0.058824 | 0.15268 | 0.15268 | 0.20472 | 0.20472 | 1.0039 | 0.20472 | 0.20472 | 0.20472
LV Medium Non-Domestic | 1.5254 | 1.5027 | 1.5027 | 1.4924 | 1.4924 | 1 | 1.4924 | 1.4924 | 1.4924
LV Sub Medium Non-Domestic | 1.5021 | 1.4828 | 1.4828 | 1.4745 | 1.4745 | 1 | 1.4745 | 1.4745 | 1.4745
HV Medium Non-Domestic | 1.8655 | 1.8527 | 1.8527 | 1.8492 | 1.8492 | 1.2635 | 1.8492 | 1.8492 | 1.8492
LV Network Domestic | 14.1619 | 11.2329 | 11.2329 | 9.4796 | 9.4796 | 1.4242 | 9.4796 | 9.4796 | 9.4796
LV Network Non-Domestic Non-CT | 13.7796 | 10.9235 | 10.9235 | 9.2157 | 9.2157 | 1.3722 | 9.2157 | 9.2157 | 9.2157
LV HH Metered | 11.9889 | 9.506 | 9.506 | 8.0207 | 8.0207 | 1.1986 | 8.0207 | 8.0207 | 8.0207
LV Sub HH Metered | 11.8914 | 9.4287 | 9.4287 | 7.9555 | 7.9555 | 1.1889 | 7.9555 | 7.9555 | 7.9555
HV HH Metered | 10.7465 | 8.521 | 8.521 | 7.1896 | 7.1896 | 1.0744 | 7.1896 | 7.1896 | 7.1896
LV Generation Non-Intermittent | -10.0022 | -7.9308 | -7.9308 | -6.6916 | -6.6916 | -1 | -6.6916 | -6.6916 | -6.6916
LV Sub Generation Non-Intermittent | -10.0022 | -7.9308 | -7.9308 | -6.6916 | -6.6916 | -1 | -6.6916 | -6.6916 | -6.6916
HV Generation Non-Intermittent | -10.0022 | -7.9308 | -7.9308 | -6.6916 | -6.6916 | -1 | -6.6916 | -6.6916 | -6.6916
2442. Unit rate 2 pseudo load coefficient by network level
Data sources:
x1 = 2440. Pseudo load coefficient by time band and network level (equalised)
x2 = 2405. Split of rate 2 units between distribution time bands
Sum-product calculation =SUMPRODUCT(x1, x2)
| GSPs | 132kV | 132kV/EHV | EHV | EHV/HV | 132kV/HV | HV | HV/LV | LV circuits
Domestic Two Rate | 0.044386 | 0.16534 | 0.16534 | 0.23 | 0.23 | 1.5755 | 0.23 | 0.23 | 0.23
Small Non Domestic Two Rate | 0.037225 | 0.13866 | 0.13866 | 0.19289 | 0.19289 | 1.3222 | 0.19289 | 0.19289 | 0.19289
LV Medium Non-Domestic | 0.028173 | 0.10495 | 0.10495 | 0.14599 | 0.14599 | 1 | 0.14599 | 0.14599 | 0.14599
LV Sub Medium Non-Domestic | 0.028173 | 0.10495 | 0.10495 | 0.14599 | 0.14599 | 1 | 0.14599 | 0.14599 | 0.14599
HV Medium Non-Domestic | 0.035596 | 0.1326 | 0.1326 | 0.18446 | 0.18446 | 1.2635 | 0.18446 | 0.18446 | 0.18446
LV Network Domestic | 0.45116 | 1.1227 | 1.1227 | 1.5396 | 1.5396 | 1.4242 | 1.5396 | 1.5396 | 1.5396
LV Network Non-Domestic Non-CT | 0.43898 | 1.0918 | 1.0918 | 1.4967 | 1.4967 | 1.3722 | 1.4967 | 1.4967 | 1.4967
LV HH Metered | 0.38194 | 0.95011 | 0.95011 | 1.3026 | 1.3026 | 1.1986 | 1.3026 | 1.3026 | 1.3026
LV Sub HH Metered | 0.37883 | 0.94238 | 0.94238 | 1.2921 | 1.2921 | 1.1889 | 1.2921 | 1.2921 | 1.2921
HV HH Metered | 0.34236 | 0.85165 | 0.85165 | 1.1677 | 1.1677 | 1.0744 | 1.1677 | 1.1677 | 1.1677
LV Generation Non-Intermittent | -0.31865 | -0.79267 | -0.79267 | -1.0868 | -1.0868 | -1 | -1.0868 | -1.0868 | -1.0868
LV Sub Generation Non-Intermittent | -0.31865 | -0.79267 | -0.79267 | -1.0868 | -1.0868 | -1 | -1.0868 | -1.0868 | -1.0868
HV Generation Non-Intermittent | -0.31865 | -0.79267 | -0.79267 | -1.0868 | -1.0868 | -1 | -1.0868 | -1.0868 | -1.0868
2443. Unit rate 3 pseudo load coefficient by network level
Data sources:
x1 = 2440. Pseudo load coefficient by time band and network level (equalised)
x2 = 2406. Split of rate 3 units between distribution time bands (default)
Sum-product calculation =SUMPRODUCT(x1, x2)
| GSPs | 132kV | 132kV/EHV | EHV | EHV/HV | 132kV/HV | HV | HV/LV | LV circuits
LV Network Domestic | 0.03989 | 0.14864 | 0.14864 | 0.20682 | 0.20682 | 1.4242 | 0.20682 | 0.20682 | 0.20682
LV Network Non-Domestic Non-CT | 0.038813 | 0.14455 | 0.14455 | 0.20106 | 0.20106 | 1.3722 | 0.20106 | 0.20106 | 0.20106
LV HH Metered | 0.033769 | 0.12579 | 0.12579 | 0.17499 | 0.17499 | 1.1986 | 0.17499 | 0.17499 | 0.17499
LV Sub HH Metered | 0.033494 | 0.12477 | 0.12477 | 0.17357 | 0.17357 | 1.1889 | 0.17357 | 0.17357 | 0.17357
HV HH Metered | 0.03027 | 0.11276 | 0.11276 | 0.15686 | 0.15686 | 1.0744 | 0.15686 | 0.15686 | 0.15686
LV Generation Non-Intermittent | -0.028173 | -0.10495 | -0.10495 | -0.14599 | -0.14599 | -1 | -0.14599 | -0.14599 | -0.14599
LV Sub Generation Non-Intermittent | -0.028173 | -0.10495 | -0.10495 | -0.14599 | -0.14599 | -1 | -0.14599 | -0.14599 | -0.14599
HV Generation Non-Intermittent | -0.028173 | -0.10495 | -0.10495 | -0.14599 | -0.14599 | -1 | -0.14599 | -0.14599 | -0.14599
2444. Adjust annual hours by special distribution time band to match days in year
Data sources:
x1 = 1066. Typical annual hours by special distribution time band
x2 = 1010. Days in the charging year (in Financial and general assumptions)
x3 = Total hours in the year according to special time band hours input data (in Adjust annual hours by special distribution time band to match days in year)
Kind: | Cell summation | Calculation
Formula: | =SUM(x1) | =x1*24*x2/x3
Annual hours by special distribution time band (reconciled to days in year)
| Hours aggregate | Black | Yellow | Green
Adjust annual hours by special distribution time band to match days in year | 8760 | 258 | 3047 | 5455
2445. Normalisation of split of rate 1 units by special time band
Data sources:
x1 = 1064. Average split of rate 1 units by special distribution time band
x2 = Total split (in Normalisation of split of rate 1 units by special time band)
x3 = 2444. Annual hours by special distribution time band (reconciled to days in year) (in Adjust annual hours by special distribution time band to match days in year)
x4 = 1010. Days in the charging year (in Financial and general assumptions)
Kind: | Cell summation | Calculation
Formula: | =SUM(x1) | =IF(x2,x1/x2,x3/x4/24)
Normalised split of rate 1 units by special distribution time band
| Total split | Black | Yellow | Green
NHH UMS category A | 100% | 2.945% | 34.88% | 62.17%
NHH UMS category B | 100% | 5.006% | 8.382% | 86.61%
NHH UMS category C | 100% | 9.588% | 16.46% | 73.95%
NHH UMS category D | 100% | 1.671% | 56.75% | 41.58%
2446. Split of rate 1 units between special distribution time bands
Data sources:
x1 = 2445. Normalised split of rate 1 units by special distribution time band (in Normalisation of split of rate 1 units by special time band)
x2 = Split of rate 1 units between special distribution time bands (default)
Combine tables = x1 or x2
| Black | Yellow | Green
NHH UMS category A | 2.945% | 34.88% | 62.17%
NHH UMS category B | 5.006% | 8.382% | 86.61%
NHH UMS category C | 9.588% | 16.46% | 73.95%
NHH UMS category D | 1.671% | 56.75% | 41.58%
LV UMS (Pseudo HH Metered) | 100% | 0% | 0%
2447. Split of rate 2 units between special distribution time bands (default)
| Black | Yellow | Green
LV UMS (Pseudo HH Metered) | 0% | 100% | 0%
2448. Split of rate 3 units between special distribution time bands (default)
| Black | Yellow | Green
LV UMS (Pseudo HH Metered) | 0% | 0% | 100%
2449. Calculation of implied special load coefficients for one-rate users
Data sources:
x1 = 2407. All units (MWh)
x2 = 2305. Rate 1 units (MWh) (in Equivalent volume for each end user)
x3 = 2446. Split of rate 1 units between special distribution time bands
x4 = 2444. Annual hours by special distribution time band (reconciled to days in year) (in Adjust annual hours by special distribution time band to match days in year)
x5 = Use of special distribution time bands by units in demand forecast for one-rate tariffs (in Calculation of implied special load coefficients for one-rate users)
x6 = 1010. Days in the charging year (in Financial and general assumptions)
Kind: | Calculation |  |  | Calculation
Formula: | =IF(x1>0,(x2*x3)/x1,0) |  |  | =IF(x4>0,x5*x6*24/x4,0)
Use of special distribution time bands by units in demand forecast for one-rate tariffs
| Black | Yellow | Green | Peak band special load coefficient for one-rate tariffs
NHH UMS category A | 2.945% | 34.88% | 62.17% | 1
NHH UMS category B | 5.006% | 8.382% | 86.61% | 1.6996
NHH UMS category C | 9.588% | 16.46% | 73.95% | 3.2554
NHH UMS category D | 1.671% | 56.75% | 41.58% | 0.56745
2450. Calculation of implied special load coefficients for three-rate users
Data sources:
x1 = 2407. All units (MWh)
x2 = 2305. Rate 1 units (MWh) (in Equivalent volume for each end user)
x3 = 2446. Split of rate 1 units between special distribution time bands
x4 = 2305. Rate 2 units (MWh) (in Equivalent volume for each end user)
x5 = 2447. Split of rate 2 units between special distribution time bands (default)
x6 = 2305. Rate 3 units (MWh) (in Equivalent volume for each end user)
x7 = 2448. Split of rate 3 units between special distribution time bands (default)
x8 = 2444. Annual hours by special distribution time band (reconciled to days in year) (in Adjust annual hours by special distribution time band to match days in year)
x9 = Use of special distribution time bands by units in demand forecast for three-rate tariffs (in Calculation of implied special load coefficients for three-rate users)
x10 = 1010. Days in the charging year (in Financial and general assumptions)
Kind: | Calculation |  |  | Calculation
Formula: | =IF(x1>0,(x2*x3+x4*x5+x6*x7)/x1,0) |  |  | =IF(x8>0,x9*x10*24/x8,0)
Use of special distribution time bands by units in demand forecast for three-rate tariffs
| Black | Yellow | Green | Peak band special load coefficient for three-rate tariffs
LV UMS (Pseudo HH Metered) | 5.484% | 12.64% | 81.88% | 1.862
2451. Estimated contributions to peak demand
Data sources:
x1 = 2449. Peak band special load coefficient for one-rate tariffs (in Calculation of implied special load coefficients for one-rate users)
x2 = 2450. Peak band special load coefficient for three-rate tariffs (in Calculation of implied special load coefficients for three-rate users)
x3 = Peak band special load coefficient (in Estimated contributions to peak demand)
x4 = 2407. All units (MWh)
x5 = 1010. Days in the charging year (in Financial and general assumptions)
x6 = 2302. Load coefficient
Kind: | Combine tables | Calculation | Calculation
Formula: | = x1 or x2 | =x3*x4/24/x5*1000 | =x6*x4/24/x5*1000
| Peak band special load coefficient | Contribution to peak band kW | Contribution to system-peak-time kW
NHH UMS category A | 1 | 4186.2138 | 4186.2138
NHH UMS category B | 1.6996 | 1969.1384 | 2445.6586
NHH UMS category C | 3.2554 | 98.7803 | 117.6039
NHH UMS category D | 0.56745 | 0.0050939 | 0
LV UMS (Pseudo HH Metered) | 1.862 | 55404.8642 | 61006.7346
2452. Load coefficient correction factor for the group
Data sources:
x1 = 2451. Contribution to peak band kW (in Estimated contributions to peak demand)
x2 = 2451. Contribution to system-peak-time kW (in Estimated contributions to peak demand)
Calculation =IF(SUM(x1),SUM(x2)/SUM(x1),0)
Load coefficient correction factor for the group
Load coefficient correction factor for the group | 1.0989
2453. Calculation of special peaking probabilities
Data sources:
x1 = 2412. Normalised peaking probabilities (in Normalisation of peaking probabilities)
x2 = Amber peaking probabilities (in Calculation of special peaking probabilities)
x3 = 1010. Days in the charging year (in Financial and general assumptions)
x4 = 2401. Annual hours by distribution time band (reconciled to days in year) (in Adjust annual hours by distribution time band to match days in year)
x5 = 1069. Black peaking probabilities (in Peaking probabilities by network level)
x6 = Red peaking probabilities (in Calculation of special peaking probabilities)
x7 = Amber peaking rates (in Calculation of special peaking probabilities)
x8 = 2444. Annual hours by special distribution time band (reconciled to days in year) (in Adjust annual hours by special distribution time band to match days in year)
x9 = Yellow peaking probabilities (in Calculation of special peaking probabilities)
x10 = Green peaking probabilities (in Calculation of special peaking probabilities)
Kind: | Copy cells | Copy cells | Copy cells | Calculation | Calculation | Calculation
Formula: | =x1 | =x1 | =x1 | =x2*24*x3/x4 | =IF(x5,MAX(0,x2+x6-x5),x7*x8/x3/24) | =1-x9-x10
| Red peaking probabilities | Amber peaking probabilities | Green peaking probabilities | Amber peaking rates | Yellow peaking probabilities | Black peaking probabilities
GSPs | 89.06% | 9.185% | 1.754% | 0.31865 | 9.167% | 89.08%
132kV | 70.62% | 22.85% | 6.535% | 0.79267 | 27.07% | 66.4%
132kV/EHV | 70.62% | 22.85% | 6.535% | 0.79267 | 27.07% | 66.4%
EHV | 59.58% | 31.33% | 9.091% | 1.0868 | 36.63% | 54.27%
EHV/HV | 59.58% | 31.33% | 9.091% | 1.0868 | 36.63% | 54.27%
132kV/HV | 8.904% | 28.82% | 62.27% | 1 | 34.78% | 2.945%
HV | 59.58% | 31.33% | 9.091% | 1.0868 | 36.63% | 54.27%
HV/LV | 59.58% | 31.33% | 9.091% | 1.0868 | 36.63% | 54.27%
LV circuits | 59.58% | 31.33% | 9.091% | 1.0868 | 36.63% | 54.27%
2454. Special peaking probabilities by network level
Data sources:
x1 = 2453. Green peaking probabilities (in Calculation of special peaking probabilities)
x2 = 2453. Yellow peaking probabilities (in Calculation of special peaking probabilities)
x3 = 2453. Black peaking probabilities (in Calculation of special peaking probabilities)
Combine tables = x1 or x2 or x3
| Black | Yellow | Green
GSPs | 89.08% | 9.167% | 1.754%
132kV | 66.4% | 27.07% | 6.535%
132kV/EHV | 66.4% | 27.07% | 6.535%
EHV | 54.27% | 36.63% | 9.091%
EHV/HV | 54.27% | 36.63% | 9.091%
132kV/HV | 2.945% | 34.78% | 62.27%
HV | 54.27% | 36.63% | 9.091%
HV/LV | 54.27% | 36.63% | 9.091%
LV circuits | 54.27% | 36.63% | 9.091%
2455. Special peaking probabilities by network level (reshaped)
Data sources:
x1 = 2454. Special peaking probabilities by network level
Reshape table = x1
| GSPs | Black | Yellow | Green | 132kV | Black | Yellow | Green | 132kV/EHV | Black | Yellow | Green | EHV | Black | Yellow | Green | EHV/HV | Black | Yellow | Green | 132kV/HV | Black | Yellow | Green | HV | Black | Yellow | Green | HV/LV | Black | Yellow | Green | LV circuits | Black | Yellow | Green
Probability of peak within timeband |  | 89.08% | 9.167% | 1.754% |  | 66.4% | 27.07% | 6.535% |  | 66.4% | 27.07% | 6.535% |  | 54.27% | 36.63% | 9.091% |  | 54.27% | 36.63% | 9.091% |  | 2.945% | 34.78% | 62.27% |  | 54.27% | 36.63% | 9.091% |  | 54.27% | 36.63% | 9.091% |  | 54.27% | 36.63% | 9.091%
2456. Pseudo load coefficient by special time band and network level
Data sources:
x1 = 2444. Annual hours by special distribution time band (reconciled to days in year) (in Adjust annual hours by special distribution time band to match days in year)
x2 = 2452. Load coefficient correction factor for the group
x3 = 2455. Special peaking probabilities by network level (reshaped)
x4 = 1010. Days in the charging year (in Financial and general assumptions)
Calculation =IF(x1>0,x2*x3*24*x4/x1,0)
| GSPs | Black | Yellow | Green | 132kV | Black | Yellow | Green | 132kV/EHV | Black | Yellow | Green | EHV | Black | Yellow | Green | EHV/HV | Black | Yellow | Green | 132kV/HV | Black | Yellow | Green | HV | Black | Yellow | Green | HV/LV | Black | Yellow | Green | LV circuits | Black | Yellow | Green
Pseudo load coefficient by special time band and network level |  | 33.2361 | 0.28961 | 0.030959 |  | 24.7734 | 0.85514 | 0.11533 |  | 24.7734 | 0.85514 | 0.11533 |  | 20.2503 | 1.1574 | 0.16043 |  | 20.2503 | 1.1574 | 0.16043 |  | 1.0989 | 1.0989 | 1.0989 |  | 20.2503 | 1.1574 | 0.16043 |  | 20.2503 | 1.1574 | 0.16043 |  | 20.2503 | 1.1574 | 0.16043
2457. Unit rate 1 pseudo load coefficient by network level (special)
Data sources:
x1 = 2456. Pseudo load coefficient by special time band and network level
x2 = 2446. Split of rate 1 units between special distribution time bands
Sum-product calculation =SUMPRODUCT(x1, x2)
| GSPs | 132kV | 132kV/EHV | EHV | EHV/HV | 132kV/HV | HV | HV/LV | LV circuits
NHH UMS category A | 1.0991 | 1.0996 | 1.0996 | 1.0999 | 1.0999 | 1.0989 | 1.0999 | 1.0999 | 1.0999
NHH UMS category B | 1.7148 | 1.4117 | 1.4117 | 1.2496 | 1.2496 | 1.0989 | 1.2496 | 1.2496 | 1.2496
NHH UMS category C | 3.2572 | 2.6013 | 2.6013 | 2.2507 | 2.2507 | 1.0989 | 2.2507 | 2.2507 | 2.2507
NHH UMS category D | 0.73268 | 0.94725 | 0.94725 | 1.0619 | 1.0619 | 1.0989 | 1.0619 | 1.0619 | 1.0619
LV UMS (Pseudo HH Metered) | 33.2361 | 24.7734 | 24.7734 | 20.2503 | 20.2503 | 1.0989 | 20.2503 | 20.2503 | 20.2503
2458. Unit rate 2 pseudo load coefficient by network level (special)
Data sources:
x1 = 2456. Pseudo load coefficient by special time band and network level
x2 = 2447. Split of rate 2 units between special distribution time bands (default)
Sum-product calculation =SUMPRODUCT(x1, x2)
| GSPs | 132kV | 132kV/EHV | EHV | EHV/HV | 132kV/HV | HV | HV/LV | LV circuits
LV UMS (Pseudo HH Metered) | 0.28961 | 0.85514 | 0.85514 | 1.1574 | 1.1574 | 1.0989 | 1.1574 | 1.1574 | 1.1574
2459. Unit rate 3 pseudo load coefficient by network level (special)
Data sources:
x1 = 2456. Pseudo load coefficient by special time band and network level
x2 = 2448. Split of rate 3 units between special distribution time bands (default)
Sum-product calculation =SUMPRODUCT(x1, x2)
| GSPs | 132kV | 132kV/EHV | EHV | EHV/HV | 132kV/HV | HV | HV/LV | LV circuits
LV UMS (Pseudo HH Metered) | 0.030959 | 0.11533 | 0.11533 | 0.16043 | 0.16043 | 1.0989 | 0.16043 | 0.16043 | 0.16043
2460. Unit rate 1 pseudo load coefficient by network level (combined)
Data sources:
x1 = 2441. Unit rate 1 pseudo load coefficient by network level
x2 = 2457. Unit rate 1 pseudo load coefficient by network level (special)
Combine tables = x1 or x2
| GSPs | 132kV | 132kV/EHV | EHV | EHV/HV | 132kV/HV | HV | HV/LV | LV circuits
Domestic Unrestricted | 1.9487 | 1.8594 | 1.8594 | 1.8072 | 1.8072 | 1.4036 | 1.8072 | 1.8072 | 1.8072
Domestic Two Rate | 2.3318 | 2.2125 | 2.2125 | 2.143 | 2.143 | 1.5755 | 2.143 | 2.143 | 2.143
Domestic Off Peak (related MPAN) | 0.10834 | 0.21114 | 0.21114 | 0.26922 | 0.26922 | 1 | 0.26922 | 0.26922 | 0.26922
Small Non Domestic Unrestricted | 1.7482 | 1.776 | 1.776 | 1.7963 | 1.7963 | 1.4015 | 1.7963 | 1.7963 | 1.7963
Small Non Domestic Two Rate | 1.8274 | 1.8232 | 1.8232 | 1.8245 | 1.8245 | 1.3222 | 1.8245 | 1.8245 | 1.8245
Small Non Domestic Off Peak (related MPAN) | 0.058824 | 0.15268 | 0.15268 | 0.20472 | 0.20472 | 1.0039 | 0.20472 | 0.20472 | 0.20472
LV Medium Non-Domestic | 1.5254 | 1.5027 | 1.5027 | 1.4924 | 1.4924 | 1 | 1.4924 | 1.4924 | 1.4924
LV Sub Medium Non-Domestic | 1.5021 | 1.4828 | 1.4828 | 1.4745 | 1.4745 | 1 | 1.4745 | 1.4745 | 1.4745
HV Medium Non-Domestic | 1.8655 | 1.8527 | 1.8527 | 1.8492 | 1.8492 | 1.2635 | 1.8492 | 1.8492 | 1.8492
LV Network Domestic | 14.1619 | 11.2329 | 11.2329 | 9.4796 | 9.4796 | 1.4242 | 9.4796 | 9.4796 | 9.4796
LV Network Non-Domestic Non-CT | 13.7796 | 10.9235 | 10.9235 | 9.2157 | 9.2157 | 1.3722 | 9.2157 | 9.2157 | 9.2157
LV HH Metered | 11.9889 | 9.506 | 9.506 | 8.0207 | 8.0207 | 1.1986 | 8.0207 | 8.0207 | 8.0207
LV Sub HH Metered | 11.8914 | 9.4287 | 9.4287 | 7.9555 | 7.9555 | 1.1889 | 7.9555 | 7.9555 | 7.9555
HV HH Metered | 10.7465 | 8.521 | 8.521 | 7.1896 | 7.1896 | 1.0744 | 7.1896 | 7.1896 | 7.1896
NHH UMS category A | 1.0991 | 1.0996 | 1.0996 | 1.0999 | 1.0999 | 1.0989 | 1.0999 | 1.0999 | 1.0999
NHH UMS category B | 1.7148 | 1.4117 | 1.4117 | 1.2496 | 1.2496 | 1.0989 | 1.2496 | 1.2496 | 1.2496
NHH UMS category C | 3.2572 | 2.6013 | 2.6013 | 2.2507 | 2.2507 | 1.0989 | 2.2507 | 2.2507 | 2.2507
NHH UMS category D | 0.73268 | 0.94725 | 0.94725 | 1.0619 | 1.0619 | 1.0989 | 1.0619 | 1.0619 | 1.0619
LV UMS (Pseudo HH Metered) | 33.2361 | 24.7734 | 24.7734 | 20.2503 | 20.2503 | 1.0989 | 20.2503 | 20.2503 | 20.2503
LV Generation Non-Intermittent | -10.0022 | -7.9308 | -7.9308 | -6.6916 | -6.6916 | -1 | -6.6916 | -6.6916 | -6.6916
LV Sub Generation Non-Intermittent | -10.0022 | -7.9308 | -7.9308 | -6.6916 | -6.6916 | -1 | -6.6916 | -6.6916 | -6.6916
HV Generation Non-Intermittent | -10.0022 | -7.9308 | -7.9308 | -6.6916 | -6.6916 | -1 | -6.6916 | -6.6916 | -6.6916
2461. Unit rate 2 pseudo load coefficient by network level (combined)
Data sources:
x1 = 2442. Unit rate 2 pseudo load coefficient by network level
x2 = 2458. Unit rate 2 pseudo load coefficient by network level (special)
Combine tables = x1 or x2
| GSPs | 132kV | 132kV/EHV | EHV | EHV/HV | 132kV/HV | HV | HV/LV | LV circuits
Domestic Two Rate | 0.044386 | 0.16534 | 0.16534 | 0.23 | 0.23 | 1.5755 | 0.23 | 0.23 | 0.23
Small Non Domestic Two Rate | 0.037225 | 0.13866 | 0.13866 | 0.19289 | 0.19289 | 1.3222 | 0.19289 | 0.19289 | 0.19289
LV Medium Non-Domestic | 0.028173 | 0.10495 | 0.10495 | 0.14599 | 0.14599 | 1 | 0.14599 | 0.14599 | 0.14599
LV Sub Medium Non-Domestic | 0.028173 | 0.10495 | 0.10495 | 0.14599 | 0.14599 | 1 | 0.14599 | 0.14599 | 0.14599
HV Medium Non-Domestic | 0.035596 | 0.1326 | 0.1326 | 0.18446 | 0.18446 | 1.2635 | 0.18446 | 0.18446 | 0.18446
LV Network Domestic | 0.45116 | 1.1227 | 1.1227 | 1.5396 | 1.5396 | 1.4242 | 1.5396 | 1.5396 | 1.5396
LV Network Non-Domestic Non-CT | 0.43898 | 1.0918 | 1.0918 | 1.4967 | 1.4967 | 1.3722 | 1.4967 | 1.4967 | 1.4967
LV HH Metered | 0.38194 | 0.95011 | 0.95011 | 1.3026 | 1.3026 | 1.1986 | 1.3026 | 1.3026 | 1.3026
LV Sub HH Metered | 0.37883 | 0.94238 | 0.94238 | 1.2921 | 1.2921 | 1.1889 | 1.2921 | 1.2921 | 1.2921
HV HH Metered | 0.34236 | 0.85165 | 0.85165 | 1.1677 | 1.1677 | 1.0744 | 1.1677 | 1.1677 | 1.1677
LV UMS (Pseudo HH Metered) | 0.28961 | 0.85514 | 0.85514 | 1.1574 | 1.1574 | 1.0989 | 1.1574 | 1.1574 | 1.1574
LV Generation Non-Intermittent | -0.31865 | -0.79267 | -0.79267 | -1.0868 | -1.0868 | -1 | -1.0868 | -1.0868 | -1.0868
LV Sub Generation Non-Intermittent | -0.31865 | -0.79267 | -0.79267 | -1.0868 | -1.0868 | -1 | -1.0868 | -1.0868 | -1.0868
HV Generation Non-Intermittent | -0.31865 | -0.79267 | -0.79267 | -1.0868 | -1.0868 | -1 | -1.0868 | -1.0868 | -1.0868
2462. Unit rate 3 pseudo load coefficient by network level (combined)
Data sources:
x1 = 2443. Unit rate 3 pseudo load coefficient by network level
x2 = 2459. Unit rate 3 pseudo load coefficient by network level (special)
Combine tables = x1 or x2
| GSPs | 132kV | 132kV/EHV | EHV | EHV/HV | 132kV/HV | HV | HV/LV | LV circuits
LV Network Domestic | 0.03989 | 0.14864 | 0.14864 | 0.20682 | 0.20682 | 1.4242 | 0.20682 | 0.20682 | 0.20682
LV Network Non-Domestic Non-CT | 0.038813 | 0.14455 | 0.14455 | 0.20106 | 0.20106 | 1.3722 | 0.20106 | 0.20106 | 0.20106
LV HH Metered | 0.033769 | 0.12579 | 0.12579 | 0.17499 | 0.17499 | 1.1986 | 0.17499 | 0.17499 | 0.17499
LV Sub HH Metered | 0.033494 | 0.12477 | 0.12477 | 0.17357 | 0.17357 | 1.1889 | 0.17357 | 0.17357 | 0.17357
HV HH Metered | 0.03027 | 0.11276 | 0.11276 | 0.15686 | 0.15686 | 1.0744 | 0.15686 | 0.15686 | 0.15686
LV UMS (Pseudo HH Metered) | 0.030959 | 0.11533 | 0.11533 | 0.16043 | 0.16043 | 1.0989 | 0.16043 | 0.16043 | 0.16043
LV Generation Non-Intermittent | -0.028173 | -0.10495 | -0.10495 | -0.14599 | -0.14599 | -1 | -0.14599 | -0.14599 | -0.14599
LV Sub Generation Non-Intermittent | -0.028173 | -0.10495 | -0.10495 | -0.14599 | -0.14599 | -1 | -0.14599 | -0.14599 | -0.14599
HV Generation Non-Intermittent | -0.028173 | -0.10495 | -0.10495 | -0.14599 | -0.14599 | -1 | -0.14599 | -0.14599 | -0.14599

## SMD
Forecast simultaneous maximum load for Electricity North West in 2017/18 (v1)
2501. Contributions of users on one-rate multi tariffs to system simultaneous maximum load by network level (kW)
Data sources:
x1 = 2305. Rate 1 units (MWh) (in Equivalent volume for each end user)
x2 = 2460. Unit rate 1 pseudo load coefficient by network level (combined)
x3 = 2012. Loss adjustment factors between end user meter reading and each network level, scaled by network use
x4 = 1010. Days in the charging year (in Financial and general assumptions)
Calculation =(x1*x2)*x3/(24*x4)*1000
| GSPs | 132kV | 132kV/EHV | EHV | EHV/HV | 132kV/HV | HV | HV/LV | LV circuits
Domestic Unrestricted | 1633802.0378 | 1543185.9698 | 1535645.6768 | 1483107.1784 | 1475121.4735 | 0 | 1457611.9734 | 1438745.5146 | 1370538.143
Domestic Off Peak (related MPAN) | 227.7599 | 439.3779 | 437.231 | 554.0061 | 551.0231 | 0 | 544.4825 | 537.4351 | 511.9566
Small Non Domestic Unrestricted | 347685.5068 | 349662.5537 | 347954.0376 | 349703.1257 | 347820.1695 | 0 | 343691.5893 | 339243.0506 | 323160.3754
Small Non Domestic Off Peak (related MPAN) | 135.2897 | 347.6036 | 345.9051 | 460.8741 | 458.3925 | 0 | 452.9515 | 447.0887 | 425.8934
NHH UMS category A | 5086.758 | 5037.4976 | 5012.8835 | 4982.3884 | 4955.561 | 0 | 4896.7391 | 4833.3587 | 4604.2211
NHH UMS category B | 2196.3666 | 1789.815 | 1781.0696 | 1566.7078 | 1558.2719 | 0 | 1539.7755 | 1519.8455 | 1447.7934
NHH UMS category C | 109.2636 | 86.3788 | 85.9567 | 73.9034 | 73.5054 | 0 | 72.6329 | 71.6928 | 68.2941
NHH UMS category D | 0.0072713 | 0.0093057 | 0.0092602 | 0.010316 | 0.01026 | 0 | 0.010138 | 0.010007 | 0.0095328
2502. Contributions of users on two-rate multi tariffs to system simultaneous maximum load by network level (kW)
Data sources:
x1 = 2305. Rate 1 units (MWh) (in Equivalent volume for each end user)
x2 = 2460. Unit rate 1 pseudo load coefficient by network level (combined)
x3 = 2305. Rate 2 units (MWh) (in Equivalent volume for each end user)
x4 = 2461. Unit rate 2 pseudo load coefficient by network level (combined)
x5 = 2012. Loss adjustment factors between end user meter reading and each network level, scaled by network use
x6 = 1010. Days in the charging year (in Financial and general assumptions)
Calculation =(x1*x2+x3*x4)*x5/(24*x6)*1000
| GSPs | 132kV | 132kV/EHV | EHV | EHV/HV | 132kV/HV | HV | HV/LV | LV circuits
Domestic Two Rate | 142415.6151 | 141099.775 | 140410.3353 | 139251.1271 | 138501.3374 | 0 | 136857.3446 | 135085.9448 | 128681.8538
Small Non Domestic Two Rate | 132260.1007 | 133449.4214 | 132797.3628 | 133538.1108 | 132819.0826 | 0 | 131242.5374 | 129543.8123 | 123402.4601
LV Medium Non-Domestic | 0 | 0 | 0 | 0 | 0 | 0 | 0 | 0 | 0
LV Sub Medium Non-Domestic | 0 | 0 | 0 | 0 | 0 | 0 | 0 | 0 | 0
HV Medium Non-Domestic | 1272.9484 | 1269.3864 | 1263.1839 | 1262.3664 | 1255.5693 | 0 | 1240.6658 | 0 | 0
2503. Contributions of users on three-rate multi tariffs to system simultaneous maximum load by network level (kW)
Data sources:
x1 = 2305. Rate 1 units (MWh) (in Equivalent volume for each end user)
x2 = 2460. Unit rate 1 pseudo load coefficient by network level (combined)
x3 = 2305. Rate 2 units (MWh) (in Equivalent volume for each end user)
x4 = 2461. Unit rate 2 pseudo load coefficient by network level (combined)
x5 = 2305. Rate 3 units (MWh) (in Equivalent volume for each end user)
x6 = 2462. Unit rate 3 pseudo load coefficient by network level (combined)
x7 = 2012. Loss adjustment factors between end user meter reading and each network level, scaled by network use
x8 = 1010. Days in the charging year (in Financial and general assumptions)
Calculation =(x1*x2+x3*x4+x5*x6)*x7/(24*x8)*1000
| GSPs | 132kV | 132kV/EHV | EHV | EHV/HV | 132kV/HV | HV | HV/LV | LV circuits
LV Network Domestic | 0 | 0 | 0 | 0 | 0 | 0 | 0 | 0 | 0
LV Network Non-Domestic Non-CT | 109560.0136 | 108087.6121 | 107559.4759 | 106809.4376 | 106234.3284 | 0 | 104973.3407 | 103614.6285 | 98702.5149
LV HH Metered | 419769.9993 | 414371.3928 | 412346.6973 | 409606.5185 | 407401.0159 | 0 | 402565.2188 | 397354.655 | 378517.0522
LV Sub HH Metered | 220855.7205 | 219089.3288 | 218018.8177 | 217198.2581 | 216028.7667 | 0 | 213464.5333 | 210701.5759 | 0
HV HH Metered | 731799.0338 | 722875.9486 | 719343.8426 | 714450.6796 | 710603.7612 | 0 | 702168.9869 | 0 | 0
LV UMS (Pseudo HH Metered) | 61995.0358 | 50833.0515 | 50584.6718 | 44697.6633 | 44456.9913 | 0 | 43929.2926 | 43360.698 | 41305.0744
LV Generation Non-Intermittent | -274.8469 | -282.733 | -281.3515 | -285.8952 | -284.3559 | 0 | -280.9806 | -277.3437 | 0
LV Sub Generation Non-Intermittent | -52.3868 | -48.6368 | -48.3991 | -46.1228 | -45.8744 | 0 | -45.3299 | 0 | 0
HV Generation Non-Intermittent | -56877.9876 | -58084.1818 | -57800.3717 | -58497.3948 | -58182.4189 | 0 | 0 | 0 | 0
2504. Estimated contributions of users on each tariff to system simultaneous maximum load by network level (kW)
Data sources:
x1 = 2407. All units (MWh)
x2 = 2302. Load coefficient
x3 = 2012. Loss adjustment factors between end user meter reading and each network level, scaled by network use
x4 = 1010. Days in the charging year (in Financial and general assumptions)
Calculation =x1*x2*x3/(24*x4)*1000
| GSPs | 132kV | 132kV/EHV | EHV | EHV/HV | 132kV/HV | HV | HV/LV | LV circuits
Domestic Unrestricted | 1674620.2986 | 1657699.0816 | 1649599.2562 | 1639192.2384 | 1630366.1025 | 0 | 1611013.8688 | 1590161.8675 | 1514776.2206
Domestic Two Rate | 143599.2208 | 142148.2211 | 141453.6585 | 140561.2534 | 139804.4095 | 0 | 138144.9493 | 136356.8836 | 129892.5405
Domestic Off Peak (related MPAN) | 0 | 0 | 0 | 0 | 0 | 0 | 0 | 0 | 0
Small Non Domestic Unrestricted | 340772.4314 | 337329.0931 | 335680.8406 | 333563.092 | 331767.0408 | 0 | 327829.0091 | 323585.7862 | 308245.3833
Small Non Domestic Two Rate | 130022.6198 | 128708.805 | 128079.9099 | 127271.8773 | 126586.5893 | 0 | 125084.0229 | 123465.01 | 117611.8388
Small Non Domestic Off Peak (related MPAN) | 0 | 0 | 0 | 0 | 0 | 0 | 0 | 0 | 0
LV Medium Non-Domestic | 0 | 0 | 0 | 0 | 0 | 0 | 0 | 0 | 0
LV Sub Medium Non-Domestic | 0 | 0 | 0 | 0 | 0 | 0 | 0 | 0 | 0
HV Medium Non-Domestic | 1261.3837 | 1248.638 | 1242.5369 | 1234.698 | 1228.0498 | 0 | 1213.473 | 0 | 0
LV Network Domestic | 0 | 0 | 0 | 0 | 0 | 0 | 0 | 0 | 0
LV Network Non-Domestic Non-CT | 110765.1652 | 109645.9375 | 109110.1871 | 108421.8311 | 107838.04 | 0 | 106558.0165 | 105178.7931 | 100192.5263
LV HH Metered | 418481.69 | 414253.1377 | 412229.02 | 409628.3431 | 407422.7229 | 0 | 402586.6682 | 397375.8268 | 378537.2202
LV Sub HH Metered | 219561.3678 | 217342.8078 | 216280.8305 | 214916.3546 | 213759.1499 | 0 | 211221.8566 | 208487.927 | 0
HV HH Metered | 730720.2611 | 723336.6911 | 719802.3338 | 715261.2335 | 711409.9507 | 0 | 702965.6071 | 0 | 0
NHH UMS category A | 4627.9566 | 4581.1933 | 4558.8088 | 4530.0481 | 4505.6563 | 0 | 4452.1748 | 4394.5485 | 4186.2138
NHH UMS category B | 2703.7323 | 2676.4125 | 2663.335 | 2646.5325 | 2632.2824 | 0 | 2601.0376 | 2567.3713 | 2445.6586
NHH UMS category C | 130.0138 | 128.7001 | 128.0712 | 127.2632 | 126.578 | 0 | 125.0755 | 123.4566 | 117.6039
NHH UMS category D | 0 | 0 | 0 | 0 | 0 | 0 | 0 | 0 | 0
LV UMS (Pseudo HH Metered) | 67444.3622 | 66762.87 | 66436.6542 | 66017.5176 | 65662.0501 | 0 | 64882.6501 | 64042.8478 | 61006.7346
LV Generation NHH or Aggregate HH | -96.2355 | -95.2631 | -94.7976 | -94.1995 | -93.6923 | 0 | -92.5802 | -91.3819 | 0
LV Sub Generation NHH | 0 | 0 | 0 | 0 | 0 | 0 | 0 | 0 | 0
LV Generation Intermittent | -3670.6676 | -3633.5773 | -3615.823 | -3593.0114 | -3573.665 | 0 | -3531.2461 | -3485.5398 | 0
LV Generation Non-Intermittent | -320.1812 | -316.9459 | -315.3973 | -313.4075 | -311.72 | 0 | -308.0199 | -304.0331 | 0
LV Sub Generation Intermittent | -169.573 | -167.8596 | -167.0394 | -165.9856 | -165.0918 | 0 | -163.1322 | 0 | 0
LV Sub Generation Non-Intermittent | -47.0351 | -46.5598 | -46.3323 | -46.04 | -45.7921 | 0 | -45.2486 | 0 | 0
HV Generation Intermittent | -41874.5546 | -41451.4328 | -41248.8934 | -40988.6617 | -40767.9607 | 0 | 0 | 0 | 0
HV Generation Non-Intermittent | -63602.0406 | -62959.3732 | -62651.742 | -62256.4837 | -61921.2672 | 0 | 0 | 0 | 0
2505. Contributions of users on each tariff to system simultaneous maximum load by network level (kW)
Data sources:
x1 = 2501. Contributions of users on one-rate multi tariffs to system simultaneous maximum load by network level (kW)
x2 = 2502. Contributions of users on two-rate multi tariffs to system simultaneous maximum load by network level (kW)
x3 = 2503. Contributions of users on three-rate multi tariffs to system simultaneous maximum load by network level (kW)
x4 = 2504. Estimated contributions of users on each tariff to system simultaneous maximum load by network level (kW)
Combine tables = x1 or x2 or x3 or x4
| GSPs | 132kV | 132kV/EHV | EHV | EHV/HV | 132kV/HV | HV | HV/LV | LV circuits
Domestic Unrestricted | 1633802.0378 | 1543185.9698 | 1535645.6768 | 1483107.1784 | 1475121.4735 | 0 | 1457611.9734 | 1438745.5146 | 1370538.143
Domestic Two Rate | 142415.6151 | 141099.775 | 140410.3353 | 139251.1271 | 138501.3374 | 0 | 136857.3446 | 135085.9448 | 128681.8538
Domestic Off Peak (related MPAN) | 227.7599 | 439.3779 | 437.231 | 554.0061 | 551.0231 | 0 | 544.4825 | 537.4351 | 511.9566
Small Non Domestic Unrestricted | 347685.5068 | 349662.5537 | 347954.0376 | 349703.1257 | 347820.1695 | 0 | 343691.5893 | 339243.0506 | 323160.3754
Small Non Domestic Two Rate | 132260.1007 | 133449.4214 | 132797.3628 | 133538.1108 | 132819.0826 | 0 | 131242.5374 | 129543.8123 | 123402.4601
Small Non Domestic Off Peak (related MPAN) | 135.2897 | 347.6036 | 345.9051 | 460.8741 | 458.3925 | 0 | 452.9515 | 447.0887 | 425.8934
LV Medium Non-Domestic | 0 | 0 | 0 | 0 | 0 | 0 | 0 | 0 | 0
LV Sub Medium Non-Domestic | 0 | 0 | 0 | 0 | 0 | 0 | 0 | 0 | 0
HV Medium Non-Domestic | 1272.9484 | 1269.3864 | 1263.1839 | 1262.3664 | 1255.5693 | 0 | 1240.6658 | 0 | 0
LV Network Domestic | 0 | 0 | 0 | 0 | 0 | 0 | 0 | 0 | 0
LV Network Non-Domestic Non-CT | 109560.0136 | 108087.6121 | 107559.4759 | 106809.4376 | 106234.3284 | 0 | 104973.3407 | 103614.6285 | 98702.5149
LV HH Metered | 419769.9993 | 414371.3928 | 412346.6973 | 409606.5185 | 407401.0159 | 0 | 402565.2188 | 397354.655 | 378517.0522
LV Sub HH Metered | 220855.7205 | 219089.3288 | 218018.8177 | 217198.2581 | 216028.7667 | 0 | 213464.5333 | 210701.5759 | 0
HV HH Metered | 731799.0338 | 722875.9486 | 719343.8426 | 714450.6796 | 710603.7612 | 0 | 702168.9869 | 0 | 0
NHH UMS category A | 5086.758 | 5037.4976 | 5012.8835 | 4982.3884 | 4955.561 | 0 | 4896.7391 | 4833.3587 | 4604.2211
NHH UMS category B | 2196.3666 | 1789.815 | 1781.0696 | 1566.7078 | 1558.2719 | 0 | 1539.7755 | 1519.8455 | 1447.7934
NHH UMS category C | 109.2636 | 86.3788 | 85.9567 | 73.9034 | 73.5054 | 0 | 72.6329 | 71.6928 | 68.2941
NHH UMS category D | 0.0072713 | 0.0093057 | 0.0092602 | 0.010316 | 0.01026 | 0 | 0.010138 | 0.010007 | 0.0095328
LV UMS (Pseudo HH Metered) | 61995.0358 | 50833.0515 | 50584.6718 | 44697.6633 | 44456.9913 | 0 | 43929.2926 | 43360.698 | 41305.0744
LV Generation NHH or Aggregate HH | -96.2355 | -95.2631 | -94.7976 | -94.1995 | -93.6923 | 0 | -92.5802 | -91.3819 | 0
LV Sub Generation NHH | 0 | 0 | 0 | 0 | 0 | 0 | 0 | 0 | 0
LV Generation Intermittent | -3670.6676 | -3633.5773 | -3615.823 | -3593.0114 | -3573.665 | 0 | -3531.2461 | -3485.5398 | 0
LV Generation Non-Intermittent | -274.8469 | -282.733 | -281.3515 | -285.8952 | -284.3559 | 0 | -280.9806 | -277.3437 | 0
LV Sub Generation Intermittent | -169.573 | -167.8596 | -167.0394 | -165.9856 | -165.0918 | 0 | -163.1322 | 0 | 0
LV Sub Generation Non-Intermittent | -52.3868 | -48.6368 | -48.3991 | -46.1228 | -45.8744 | 0 | -45.3299 | 0 | 0
HV Generation Intermittent | -41874.5546 | -41451.4328 | -41248.8934 | -40988.6617 | -40767.9607 | 0 | 0 | 0 | 0
HV Generation Non-Intermittent | -56877.9876 | -58084.1818 | -57800.3717 | -58497.3948 | -58182.4189 | 0 | 0 | 0 | 0
2506. Forecast system simultaneous maximum load (kW) from forecast units
Data sources:
x1 = 2505. Contributions of users on each tariff to system simultaneous maximum load by network level (kW)
Cell summation =SUM(x1)
| GSPs | 132kV | 132kV/EHV | EHV | EHV/HV | 132kV/HV | HV | HV/LV | LV circuits
Forecast system simultaneous maximum load (kW) from forecast units | 3706155.2045 | 3587861.4378 | 3570330.481 | 3503591.0846 | 3484726.2008 | 0 | 3541138.8053 | 2801205.0453 | 2471365.6418

## AMD
Forecast aggregate maximum load for Electricity North West in 2017/18 (v1)
2601. Pre-processing of data for standing charge factors
Data sources:
x1 = Standing charges factors (in Pre-processing of data for standing charge factors)
x2 = 1018. Proportion of relevant load going through 132kV/HV direct transformation
x3 = Standing charges factors for 132kV/HV (in Pre-processing of data for standing charge factors)
Kind: | Fixed data | [7 empty] | Fixed data | Calculation
Formula: | [9 empty] | =x1+0.2*x2*x3
Standing charges factors
| GSPs | 132kV | 132kV/EHV | EHV | EHV/HV | HV | HV/LV | LV circuits | Standing charges factors for 132kV/HV | Adjusted standing charges factors for 132kV
Domestic Unrestricted | 0 | 0 | 0 | 0 | 0 | 0 | 0 | 1 | 0 | 0
Domestic Two Rate | 0 | 0 | 0 | 0 | 0 | 0 | 0 | 1 | 0 | 0
Domestic Off Peak (related MPAN) | 0 | 0 | 0 | 0 | 0 | 0 | 0 | 1 | 0 | 0
Small Non Domestic Unrestricted | 0 | 0 | 0 | 0 | 0 | 0 | 0 | 1 | 0 | 0
Small Non Domestic Two Rate | 0 | 0 | 0 | 0 | 0 | 0 | 0 | 1 | 0 | 0
Small Non Domestic Off Peak (related MPAN) | 0 | 0 | 0 | 0 | 0 | 0 | 0 | 1 | 0 | 0
LV Medium Non-Domestic | 0 | 0 | 0 | 0 | 0 | 0 | 0 | 1 | 0 | 0
LV Sub Medium Non-Domestic | 0 | 0 | 0 | 0 | 0 | 0 | 1 | 0 | 0 | 0
HV Medium Non-Domestic | 0 | 0 | 0 | 0.2 | 1 | 1 | 0 | 0 | 1 | 0
LV Network Domestic | 0 | 0 | 0 | 0 | 0 | 0 | 0 | 1 | 0 | 0
LV Network Non-Domestic Non-CT | 0 | 0 | 0 | 0 | 0 | 0 | 0 | 1 | 0 | 0
LV HH Metered | 0 | 0 | 0 | 0 | 0 | 0.2 | 1 | 1 | 0 | 0
LV Sub HH Metered | 0 | 0 | 0 | 0 | 0 | 1 | 1 | 0 | 0 | 0
HV HH Metered | 0 | 0 | 0 | 0.2 | 1 | 1 | 0 | 0 | 1 | 0
NHH UMS category A | 0 | 0 | 0 | 0 | 0 | 0 | 0 | 0 | 0 | 0
NHH UMS category B | 0 | 0 | 0 | 0 | 0 | 0 | 0 | 0 | 0 | 0
NHH UMS category C | 0 | 0 | 0 | 0 | 0 | 0 | 0 | 0 | 0 | 0
NHH UMS category D | 0 | 0 | 0 | 0 | 0 | 0 | 0 | 0 | 0 | 0
LV UMS (Pseudo HH Metered) | 0 | 0 | 0 | 0 | 0 | 0 | 0 | 0 | 0 | 0
2602. Standing charges factors adapted to use 132kV/HV
Data sources:
x1 = 2601. Standing charges factors for 132kV/HV (in Pre-processing of data for standing charge factors)
x2 = 2601. Adjusted standing charges factors for 132kV (in Pre-processing of data for standing charge factors)
x3 = 2601. Standing charges factors (in Pre-processing of data for standing charge factors)
Combine tables = x1 or x2 or x3
| GSPs | 132kV | 132kV/EHV | EHV | EHV/HV | 132kV/HV | HV | HV/LV | LV circuits
Domestic Unrestricted | 0 | 0 | 0 | 0 | 0 | 0 | 0 | 0 | 1
Domestic Two Rate | 0 | 0 | 0 | 0 | 0 | 0 | 0 | 0 | 1
Domestic Off Peak (related MPAN) | 0 | 0 | 0 | 0 | 0 | 0 | 0 | 0 | 1
Small Non Domestic Unrestricted | 0 | 0 | 0 | 0 | 0 | 0 | 0 | 0 | 1
Small Non Domestic Two Rate | 0 | 0 | 0 | 0 | 0 | 0 | 0 | 0 | 1
Small Non Domestic Off Peak (related MPAN) | 0 | 0 | 0 | 0 | 0 | 0 | 0 | 0 | 1
LV Medium Non-Domestic | 0 | 0 | 0 | 0 | 0 | 0 | 0 | 0 | 1
LV Sub Medium Non-Domestic | 0 | 0 | 0 | 0 | 0 | 0 | 0 | 1 | 0
HV Medium Non-Domestic | 0 | 0 | 0 | 0.2 | 1 | 1 | 1 | 0 | 0
LV Network Domestic | 0 | 0 | 0 | 0 | 0 | 0 | 0 | 0 | 1
LV Network Non-Domestic Non-CT | 0 | 0 | 0 | 0 | 0 | 0 | 0 | 0 | 1
LV HH Metered | 0 | 0 | 0 | 0 | 0 | 0 | 0.2 | 1 | 1
LV Sub HH Metered | 0 | 0 | 0 | 0 | 0 | 0 | 1 | 1 | 0
HV HH Metered | 0 | 0 | 0 | 0.2 | 1 | 1 | 1 | 0 | 0
NHH UMS category A | 0 | 0 | 0 | 0 | 0 | 0 | 0 | 0 | 0
NHH UMS category B | 0 | 0 | 0 | 0 | 0 | 0 | 0 | 0 | 0
NHH UMS category C | 0 | 0 | 0 | 0 | 0 | 0 | 0 | 0 | 0
NHH UMS category D | 0 | 0 | 0 | 0 | 0 | 0 | 0 | 0 | 0
LV UMS (Pseudo HH Metered) | 0 | 0 | 0 | 0 | 0 | 0 | 0 | 0 | 0
2603. Capacity-based contributions to chargeable aggregate maximum load by network level (kW)
Data sources:
x1 = 2305. Import capacity (kVA) (in Equivalent volume for each end user)
x2 = 1010. Power factor for all flows in the network model (in Financial and general assumptions)
x3 = 2602. Standing charges factors adapted to use 132kV/HV
x4 = 2012. Loss adjustment factors between end user meter reading and each network level, scaled by network use
Calculation =x1*x2*x3*x4
| GSPs | 132kV | 132kV/EHV | EHV | EHV/HV | 132kV/HV | HV | HV/LV | LV circuits
LV HH Metered | 0 | 0 | 0 | 0 | 0 | 0 | 323832.5759 | 1598205.4024 | 1522438.4313
LV Sub HH Metered | 0 | 0 | 0 | 0 | 0 | 0 | 733312.7059 | 723821.1442 | 0
HV HH Metered | 0 | 0 | 0 | 355588.2303 | 1768367.9301 | 0 | 1747377.6327 | 0 | 0
2604. Unit-based contributions to chargeable aggregate maximum load (kW)
Data sources:
x1 = 2407. All units (MWh)
x2 = 1041. Load factor for each type of demand user (in Load profile data for demand users)
x3 = 2602. Standing charges factors adapted to use 132kV/HV
x4 = 2012. Loss adjustment factors between end user meter reading and each network level, scaled by network use
x5 = 1010. Days in the charging year (in Financial and general assumptions)
Calculation =x1/x2*x3*x4/(24*x5)*1000
| GSPs | 132kV | 132kV/EHV | EHV | EHV/HV | 132kV/HV | HV | HV/LV | LV circuits
Domestic Unrestricted | 0 | 0 | 0 | 0 | 0 | 0 | 0 | 0 | 1699379.1956
Domestic Two Rate | 0 | 0 | 0 | 0 | 0 | 0 | 0 | 0 | 440157.4717
Small Non Domestic Unrestricted | 0 | 0 | 0 | 0 | 0 | 0 | 0 | 0 | 456644.0495
Small Non Domestic Two Rate | 0 | 0 | 0 | 0 | 0 | 0 | 0 | 0 | 167475.2557
LV Medium Non-Domestic | 0 | 0 | 0 | 0 | 0 | 0 | 0 | 0 | 0
LV Sub Medium Non-Domestic | 0 | 0 | 0 | 0 | 0 | 0 | 0 | 0 | 0
HV Medium Non-Domestic | 0 | 0 | 0 | 322.8912 | 1605.7632 | 0 | 1586.703 | 0 | 0
LV Network Domestic | 0 | 0 | 0 | 0 | 0 | 0 | 0 | 0 | 0
LV Network Non-Domestic Non-CT | 0 | 0 | 0 | 0 | 0 | 0 | 0 | 0 | 148428.244
2605. Contributions to aggregate maximum load by network level (kW)
Data sources:
x1 = 2603. Capacity-based contributions to chargeable aggregate maximum load by network level (kW)
x2 = 2604. Unit-based contributions to chargeable aggregate maximum load (kW)
Combine tables = x1 or x2
| GSPs | 132kV | 132kV/EHV | EHV | EHV/HV | 132kV/HV | HV | HV/LV | LV circuits
Domestic Unrestricted | 0 | 0 | 0 | 0 | 0 | 0 | 0 | 0 | 1699379.1956
Domestic Two Rate | 0 | 0 | 0 | 0 | 0 | 0 | 0 | 0 | 440157.4717
Small Non Domestic Unrestricted | 0 | 0 | 0 | 0 | 0 | 0 | 0 | 0 | 456644.0495
Small Non Domestic Two Rate | 0 | 0 | 0 | 0 | 0 | 0 | 0 | 0 | 167475.2557
LV Medium Non-Domestic | 0 | 0 | 0 | 0 | 0 | 0 | 0 | 0 | 0
LV Sub Medium Non-Domestic | 0 | 0 | 0 | 0 | 0 | 0 | 0 | 0 | 0
HV Medium Non-Domestic | 0 | 0 | 0 | 322.8912 | 1605.7632 | 0 | 1586.703 | 0 | 0
LV Network Domestic | 0 | 0 | 0 | 0 | 0 | 0 | 0 | 0 | 0
LV Network Non-Domestic Non-CT | 0 | 0 | 0 | 0 | 0 | 0 | 0 | 0 | 148428.244
LV HH Metered | 0 | 0 | 0 | 0 | 0 | 0 | 323832.5759 | 1598205.4024 | 1522438.4313
LV Sub HH Metered | 0 | 0 | 0 | 0 | 0 | 0 | 733312.7059 | 723821.1442 | 0
HV HH Metered | 0 | 0 | 0 | 355588.2303 | 1768367.9301 | 0 | 1747377.6327 | 0 | 0
2606. Forecast chargeable aggregate maximum load (kW)
Data sources:
x1 = 2605. Contributions to aggregate maximum load by network level (kW)
Cell summation =SUM(x1)
| GSPs | 132kV | 132kV/EHV | EHV | EHV/HV | 132kV/HV | HV | HV/LV | LV circuits
Forecast chargeable aggregate maximum load (kW) | 0 | 0 | 0 | 355911.1215 | 1769973.6932 | 0 | 2806109.6175 | 2322026.5467 | 4434522.6477
2607. Forecast simultaneous load subject to standing charge factors (kW)
Data sources:
x1 = 2505. Contributions of users on each tariff to system simultaneous maximum load by network level (kW)
x2 = 2602. Standing charges factors adapted to use 132kV/HV
Calculation =x1*x2
| GSPs | 132kV | 132kV/EHV | EHV | EHV/HV | 132kV/HV | HV | HV/LV | LV circuits
Domestic Unrestricted | 0 | 0 | 0 | 0 | 0 | 0 | 0 | 0 | 1370538.143
Domestic Two Rate | 0 | 0 | 0 | 0 | 0 | 0 | 0 | 0 | 128681.8538
Domestic Off Peak (related MPAN) | 0 | 0 | 0 | 0 | 0 | 0 | 0 | 0 | 511.9566
Small Non Domestic Unrestricted | 0 | 0 | 0 | 0 | 0 | 0 | 0 | 0 | 323160.3754
Small Non Domestic Two Rate | 0 | 0 | 0 | 0 | 0 | 0 | 0 | 0 | 123402.4601
Small Non Domestic Off Peak (related MPAN) | 0 | 0 | 0 | 0 | 0 | 0 | 0 | 0 | 425.8934
LV Medium Non-Domestic | 0 | 0 | 0 | 0 | 0 | 0 | 0 | 0 | 0
LV Sub Medium Non-Domestic | 0 | 0 | 0 | 0 | 0 | 0 | 0 | 0 | 0
HV Medium Non-Domestic | 0 | 0 | 0 | 252.4733 | 1255.5693 | 0 | 1240.6658 | 0 | 0
LV Network Domestic | 0 | 0 | 0 | 0 | 0 | 0 | 0 | 0 | 0
LV Network Non-Domestic Non-CT | 0 | 0 | 0 | 0 | 0 | 0 | 0 | 0 | 98702.5149
LV HH Metered | 0 | 0 | 0 | 0 | 0 | 0 | 80513.0438 | 397354.655 | 378517.0522
LV Sub HH Metered | 0 | 0 | 0 | 0 | 0 | 0 | 213464.5333 | 210701.5759 | 0
HV HH Metered | 0 | 0 | 0 | 142890.1359 | 710603.7612 | 0 | 702168.9869 | 0 | 0
NHH UMS category A | 0 | 0 | 0 | 0 | 0 | 0 | 0 | 0 | 0
NHH UMS category B | 0 | 0 | 0 | 0 | 0 | 0 | 0 | 0 | 0
NHH UMS category C | 0 | 0 | 0 | 0 | 0 | 0 | 0 | 0 | 0
NHH UMS category D | 0 | 0 | 0 | 0 | 0 | 0 | 0 | 0 | 0
LV UMS (Pseudo HH Metered) | 0 | 0 | 0 | 0 | 0 | 0 | 0 | 0 | 0
2608. Forecast simultaneous load replaced by standing charge (kW)
Data sources:
x1 = 2607. Forecast simultaneous load subject to standing charge factors (kW)
Cell summation =SUM(x1)
| GSPs | 132kV | 132kV/EHV | EHV | EHV/HV | 132kV/HV | HV | HV/LV | LV circuits
Forecast simultaneous load replaced by standing charge (kW) | 0 | 0 | 0 | 143142.6092 | 711859.3304 | 0 | 997387.2298 | 608056.2309 | 2423940.2493
2609. Calculated LV diversity allowance
Data sources:
x1 = 2606. Forecast chargeable aggregate maximum load (kW)
x2 = 2608. Forecast simultaneous load replaced by standing charge (kW)
Calculation =x1/x2-1
LV circuits
Calculated LV diversity allowance | 82.95%
2610. Network level mapping for diversity allowances
| GSPs | 132kV | 132kV/EHV | EHV | EHV/HV | 132kV/HV | HV | HV/LV | LV circuits
GSPs | 100% | 0% | 0% | 0% | 0% | 0% | 0% | 0% | 0%
132kV | 0% | 100% | 0% | 0% | 0% | 0% | 0% | 0% | 0%
132kV/EHV | 0% | 0% | 100% | 0% | 0% | 100% | 0% | 0% | 0%
EHV | 0% | 0% | 0% | 100% | 0% | 0% | 0% | 0% | 0%
EHV/HV | 0% | 0% | 0% | 0% | 100% | 0% | 0% | 0% | 0%
HV | 0% | 0% | 0% | 0% | 0% | 0% | 100% | 0% | 0%
HV/LV | 0% | 0% | 0% | 0% | 0% | 0% | 0% | 100% | 0%
LV circuits | 0% | 0% | 0% | 0% | 0% | 0% | 0% | 0% | 100%
2611. Diversity allowances including 132kV/HV
Data sources:
x1 = 2104. Diversity allowance between level exit and GSP Group (in Diversity calculations)
x2 = 2610. Network level mapping for diversity allowances
Sum-product calculation =SUMPRODUCT(x1, x2)
Diversity allowances including 132kV/HV
GSPs | 7.42%
132kV | 12.45%
132kV/EHV | 12.45%
EHV | 22.22%
EHV/HV | 22.22%
132kV/HV | 12.45%
HV | 59.57%
HV/LV | 59.57%
LV circuits | 0%
2612. Diversity allowances (including calculated LV value)
Data sources:
x1 = 2609. Calculated LV diversity allowance
x2 = 2611. Diversity allowances including 132kV/HV
Combine tables = x1 or x2
| GSPs | 132kV | 132kV/EHV | EHV | EHV/HV | 132kV/HV | HV | HV/LV | LV circuits
Diversity allowances (including calculated LV value) | 7.42% | 12.45% | 12.45% | 22.22% | 22.22% | 12.45% | 59.57% | 59.57% | 82.95%
2613. Forecast simultaneous maximum load (kW) adjusted for standing charges
Data sources:
x1 = 2506. Forecast system simultaneous maximum load (kW) from forecast units
x2 = 2608. Forecast simultaneous load replaced by standing charge (kW)
x3 = 2606. Forecast chargeable aggregate maximum load (kW)
x4 = 2612. Diversity allowances (including calculated LV value)
Calculation =x1-x2+x3/(1+x4)
| GSPs | 132kV | 132kV/EHV | EHV | EHV/HV | 132kV/HV | HV | HV/LV | LV circuits
Forecast simultaneous maximum load (kW) adjusted for standing charges | 3706155.2045 | 3587861.4378 | 3570330.481 | 3651661.1696 | 4221090.2518 | 0 | 4302315.378 | 3648342.0855 | 2471365.6418

## Otex
Other expenditure for Electricity North West in 2017/18 (v1)
2701. Operating expenditure coded by network level (£/year)
Data sources:
x1 = 1055. Transmission exit charges (£/year)
x2 = Zero for levels other than transmission exit
Combine tables = x1 or x2
| Transmission exit | Operating 132kV | Operating 132kV/EHV | Operating EHV | Operating EHV/HV | Operating 132kV/HV | Operating HV | Operating HV/LV | Operating LV circuits | Operating LV customer | Operating HV customer
Operating expenditure coded by network level (£/year) | 18525180.793 | 0 | 0 | 0 | 0 | 0 | 0 | 0 | 0 | 0 | 0
2702. Network model assets (£) scaled by load forecast
Data sources:
x1 = 2108. GSP simultaneous maximum load assumed through each network level (MW)
x2 = 2613. Forecast simultaneous maximum load (kW) adjusted for standing charges
x3 = 1020. Gross asset cost by network level (£)
Calculation =IF(x1,x2*x3/x1/1000,0)
| Assets 132kV | Assets 132kV/EHV | Assets EHV | Assets EHV/HV | Assets 132kV/HV | Assets HV | Assets HV/LV | Assets LV circuits
Network model assets (£) scaled by load forecast | 729633193.445 | 288610336.5401 | 750093688.0734 | 549905990.4219 | 0 | 1029777843.2114 | 803234906.0504 | 316643156.1686
2703. Annual consumption by tariff for unmetered users (MWh)
Data sources:
x1 = 2407. All units (MWh)
Copy cells = x1
Annual consumption by tariff for unmetered users (MWh)
NHH UMS category A | 36671.2327
NHH UMS category B | 10149.0074
NHH UMS category C | 265.8082
NHH UMS category D | 0.078638
LV UMS (Pseudo HH Metered) | 260654.3778
2704. Total unmetered units
Data sources:
x1 = 2703. Annual consumption by tariff for unmetered users (MWh)
Cell summation =SUM(x1)
Total unmetered units
Total unmetered units | 307740.5048
2705. Service model asset data
Data sources:
x1 = 2205. Service model assets by tariff (£)
x2 = 2305. MPANs (in Equivalent volume for each end user)
x3 = 2202. LV unmetered service model assets £/(MWh/year)
x4 = 2704. Total unmetered units
x5 = Service model assets (£) scaled by annual MWh (in Service model asset data)
x6 = Service model assets (£) scaled by user count (in Service model asset data)
x7 = Service model assets (£) scaled by annual MWh (in Service model asset data)
Kind: | Sum-product calculation |  | Calculation | Copy cells |  | Calculation
Formula: | =SUMPRODUCT(x1, x2) |  | =x3*x4 | = x5 |  | =x6+x7
| Service model assets (£) scaled by user count |  |  | Service model assets (£) scaled by annual MWh |  | Service model assets (£)
| Assets LV customer | Assets HV customer | Service model assets (£) scaled by annual MWh | Assets LV customer | Assets HV customer | Assets LV customer | Assets HV customer
Service model asset data | 1262697150.8991 | 37341732.3792 | 248797132.1479 | 248797132.1479 |  | 1511494283.047 | 37341732.3792
2706. Data for allocation of operating expenditure
Data sources:
x1 = 2702. Network model assets (£) scaled by load forecast
x2 = 2705. Service model assets (£) (in Service model asset data)
x3 = Model assets (£) scaled by demand forecast (in Data for allocation of operating expenditure)
Kind: | Combine tables | [10 empty] | Cell summation
Formula: | = x1 or x2 | [10 empty] | =SUM(x3)
Model assets (£) scaled by demand forecast
| GSPs | Assets 132kV | Assets 132kV/EHV | Assets EHV | Assets EHV/HV | Assets 132kV/HV | Assets HV | Assets HV/LV | Assets LV circuits | Assets LV customer | Assets HV customer | Denominator for allocation of operating expenditure
Data for allocation of operating expenditure |  | 729633193.445 | 288610336.5401 | 750093688.0734 | 549905990.4219 | 0 | 1029777843.2114 | 803234906.0504 | 316643156.1686 | 1511494283.047 | 37341732.3792 | 6016735129.337
2707. Amount of expenditure to be allocated according to asset values (£/year)
Data sources:
x1 = 1059. Direct cost (£/year) (in Other expenditure)
x2 = 1059. Network rates (£/year) (in Other expenditure)
x3 = 1059. Indirect cost (£/year) (in Other expenditure)
x4 = 1059. Indirect cost proportion (in Other expenditure)
Calculation =x1+x2+x3*x4
Amount of expenditure to be allocated according to asset values (£/year)
Other expenditure | 113645169.2157
2708. Total operating expenditure by network level (£/year)
Data sources:
x1 = 2701. Operating expenditure coded by network level (£/year)
x2 = 2707. Amount of expenditure to be allocated according to asset values (£/year)
x3 = 2706. Denominator for allocation of operating expenditure (in Data for allocation of operating expenditure)
x4 = 2706. Model assets (£) scaled by demand forecast (in Data for allocation of operating expenditure)
Calculation =x1+x2/x3*x4
| Transmission exit | Operating 132kV | Operating 132kV/EHV | Operating EHV | Operating EHV/HV | Operating 132kV/HV | Operating HV | Operating HV/LV | Operating LV circuits | Operating LV customer | Operating HV customer
Total operating expenditure by network level (£/year) | 18525180.793 | 13781442.2527 | 5451323.6545 | 14167903.7346 | 10386722.6977 | 0 | 19450628.0783 | 15171644.564 | 5980812.5653 | 28549374.3489 | 705317.3197
2709. Operating expenditure percentage by network level
Data sources:
x1 = 2706. Model assets (£) scaled by demand forecast (in Data for allocation of operating expenditure)
x2 = 2708. Total operating expenditure by network level (£/year)
Calculation =IF(x1="","",IF(x1>0,x2/x1,0))
| Transmission exit | Operating 132kV | Operating 132kV/EHV | Operating EHV | Operating EHV/HV | Operating 132kV/HV | Operating HV | Operating HV/LV | Operating LV circuits | Operating LV customer | Operating HV customer
Operating expenditure percentage by network level |  | 1.889% | 1.889% | 1.889% | 1.889% | 0% | 1.889% | 1.889% | 1.889% | 1.889% | 1.889%
2710. Unit operating expenditure based on simultaneous maximum load (£/kW/year)
Data sources:
x1 = 2613. Forecast simultaneous maximum load (kW) adjusted for standing charges
x2 = 2708. Total operating expenditure by network level (£/year)
Calculation =IF(x1>0,x2/x1,0)
| Transmission exit | Operating 132kV | Operating 132kV/EHV | Operating EHV | Operating EHV/HV | Operating 132kV/HV | Operating HV | Operating HV/LV | Operating LV circuits
Unit operating expenditure based on simultaneous maximum load (£/kW/year) | 4.9985 | 3.8411 | 1.5268 | 3.8799 | 2.4607 | 0 | 4.521 | 4.1585 | 2.42
2711. Operating expenditure for customer assets p/MPAN/day
Data sources:
x1 = 1010. Days in the charging year (in Financial and general assumptions)
x2 = 2709. Operating expenditure percentage by network level
x3 = 2205. Service model assets by tariff (£)
x4 = Operating expenditure p/MPAN/day by level (in Operating expenditure for customer assets p/MPAN/day)
Kind: | Calculation |  | Cell summation
Formula: | =100/x1*x2*x3 |  | =SUM(x4)
Operating expenditure p/MPAN/day by level
| Operating LV customer | Operating HV customer | Operating expenditure for customer assets p/MPAN/day total
Domestic Unrestricted | 2.6496 | 0 | 2.6496
Domestic Two Rate | 2.6496 | 0 | 2.6496
Domestic Off Peak (related MPAN) | 0 | 0 | 0
Small Non Domestic Unrestricted | 2.6496 | 0 | 2.6496
Small Non Domestic Two Rate | 2.6496 | 0 | 2.6496
Small Non Domestic Off Peak (related MPAN) | 0 | 0 | 0
LV Medium Non-Domestic | 10.5752 | 0 | 10.5752
LV Sub Medium Non-Domestic | 39.9874 | 0 | 39.9874
HV Medium Non-Domestic | 0 | 87.9269 | 87.9269
LV Network Domestic | 2.6496 | 0 | 2.6496
LV Network Non-Domestic Non-CT | 2.6496 | 0 | 2.6496
LV HH Metered | 12.4567 | 0 | 12.4567
LV Sub HH Metered | 39.9874 | 0 | 39.9874
HV HH Metered | 0 | 87.9269 | 87.9269
NHH UMS category A | 0 | 0 | 0
NHH UMS category B | 0 | 0 | 0
NHH UMS category C | 0 | 0 | 0
NHH UMS category D | 0 | 0 | 0
LV UMS (Pseudo HH Metered) | 0 | 0 | 0
LV Generation NHH or Aggregate HH | 0 | 0 | 0
LV Sub Generation NHH | 0 | 0 | 0
LV Generation Intermittent | 0 | 0 | 0
LV Generation Non-Intermittent | 0 | 0 | 0
LV Sub Generation Intermittent | 0 | 0 | 0
LV Sub Generation Non-Intermittent | 0 | 0 | 0
HV Generation Intermittent | 0 | 5.9207 | 5.9207
HV Generation Non-Intermittent | 0 | 5.9207 | 5.9207
2712. Operating expenditure for unmetered customer assets (p/kWh)
Data sources:
x1 = 2709. Operating expenditure percentage by network level
x2 = 2202. LV unmetered service model assets £/(MWh/year)
Calculation =0.1*x1*x2
Operating LV customer
NHH UMS category A | 1.527
NHH UMS category B | 1.527
NHH UMS category C | 1.527
NHH UMS category D | 1.527
LV UMS (Pseudo HH Metered) | 1.527

## Contrib
Customer contributions for Electricity North West in 2017/18 (v1)
This sheet calculates factors used to take account of the costs deemed to be covered by connection charges.
2801. Network level of supply (for customer contributions) by tariff
| LV network | LV substation | HV network | HV substation
Domestic Unrestricted | 100% | 0% | 0% | 0%
Domestic Two Rate | 100% | 0% | 0% | 0%
Domestic Off Peak (related MPAN) | 100% | 0% | 0% | 0%
Small Non Domestic Unrestricted | 100% | 0% | 0% | 0%
Small Non Domestic Two Rate | 100% | 0% | 0% | 0%
Small Non Domestic Off Peak (related MPAN) | 100% | 0% | 0% | 0%
LV Medium Non-Domestic | 100% | 0% | 0% | 0%
LV Sub Medium Non-Domestic | 0% | 100% | 0% | 0%
HV Medium Non-Domestic | 0% | 0% | 100% | 0%
LV Network Domestic | 100% | 0% | 0% | 0%
LV Network Non-Domestic Non-CT | 100% | 0% | 0% | 0%
LV HH Metered | 100% | 0% | 0% | 0%
LV Sub HH Metered | 0% | 100% | 0% | 0%
HV HH Metered | 0% | 0% | 100% | 0%
NHH UMS category A | 100% | 0% | 0% | 0%
NHH UMS category B | 100% | 0% | 0% | 0%
NHH UMS category C | 100% | 0% | 0% | 0%
NHH UMS category D | 100% | 0% | 0% | 0%
LV UMS (Pseudo HH Metered) | 100% | 0% | 0% | 0%
LV Generation NHH or Aggregate HH | 100% | 0% | 0% | 0%
LV Sub Generation NHH | 0% | 100% | 0% | 0%
LV Generation Intermittent | 100% | 0% | 0% | 0%
LV Generation Non-Intermittent | 100% | 0% | 0% | 0%
LV Sub Generation Intermittent | 0% | 100% | 0% | 0%
LV Sub Generation Non-Intermittent | 0% | 100% | 0% | 0%
HV Generation Intermittent | 0% | 0% | 100% | 0%
HV Generation Non-Intermittent | 0% | 0% | 100% | 0%
2802. Contribution proportion of asset annuities, by customer type and network level of assets
Data sources:
x1 = 1060. Customer contributions under current connection charging policy
x2 = 1010. Annuity proportion for customer-contributed assets (in Financial and general assumptions)
Calculation =x1*(1-x2)
| LV network | LV substation | HV network | HV substation
Assets 132kV | 0% | 0% | 0% | 0%
Assets 132kV/EHV | 0% | 0% | 0% | 0%
Assets EHV | 0% | 0% | 0% | 57%
Assets EHV/HV | 0% | 0% | 57% | 92%
Assets 132kV/HV | 0% | 0% | 0% | 0%
Assets HV | 30% | 30% | 91% | 0%
Assets HV/LV | 30% | 97% | 0% | 0%
Assets LV circuits | 97% | 0% | 0% | 0%
2803. Proportion of assets annuities deemed to be covered by customer contributions
Data sources:
x1 = 2801. Network level of supply (for customer contributions) by tariff
x2 = 2802. Contribution proportion of asset annuities, by customer type and network level of assets
Sum-product calculation =SUMPRODUCT(x1, x2)
| Assets 132kV | Assets 132kV/EHV | Assets EHV | Assets EHV/HV | Assets 132kV/HV | Assets HV | Assets HV/LV | Assets LV circuits
Domestic Unrestricted | 0% | 0% | 0% | 0% | 0% | 30% | 30% | 97%
Domestic Two Rate | 0% | 0% | 0% | 0% | 0% | 30% | 30% | 97%
Domestic Off Peak (related MPAN) | 0% | 0% | 0% | 0% | 0% | 30% | 30% | 97%
Small Non Domestic Unrestricted | 0% | 0% | 0% | 0% | 0% | 30% | 30% | 97%
Small Non Domestic Two Rate | 0% | 0% | 0% | 0% | 0% | 30% | 30% | 97%
Small Non Domestic Off Peak (related MPAN) | 0% | 0% | 0% | 0% | 0% | 30% | 30% | 97%
LV Medium Non-Domestic | 0% | 0% | 0% | 0% | 0% | 30% | 30% | 97%
LV Sub Medium Non-Domestic | 0% | 0% | 0% | 0% | 0% | 30% | 97% | 0%
HV Medium Non-Domestic | 0% | 0% | 0% | 57% | 0% | 91% | 0% | 0%
LV Network Domestic | 0% | 0% | 0% | 0% | 0% | 30% | 30% | 97%
LV Network Non-Domestic Non-CT | 0% | 0% | 0% | 0% | 0% | 30% | 30% | 97%
LV HH Metered | 0% | 0% | 0% | 0% | 0% | 30% | 30% | 97%
LV Sub HH Metered | 0% | 0% | 0% | 0% | 0% | 30% | 97% | 0%
HV HH Metered | 0% | 0% | 0% | 57% | 0% | 91% | 0% | 0%
NHH UMS category A | 0% | 0% | 0% | 0% | 0% | 30% | 30% | 97%
NHH UMS category B | 0% | 0% | 0% | 0% | 0% | 30% | 30% | 97%
NHH UMS category C | 0% | 0% | 0% | 0% | 0% | 30% | 30% | 97%
NHH UMS category D | 0% | 0% | 0% | 0% | 0% | 30% | 30% | 97%
LV UMS (Pseudo HH Metered) | 0% | 0% | 0% | 0% | 0% | 30% | 30% | 97%
LV Generation NHH or Aggregate HH | 0% | 0% | 0% | 0% | 0% | 30% | 30% | 97%
LV Sub Generation NHH | 0% | 0% | 0% | 0% | 0% | 30% | 97% | 0%
LV Generation Intermittent | 0% | 0% | 0% | 0% | 0% | 30% | 30% | 97%
LV Generation Non-Intermittent | 0% | 0% | 0% | 0% | 0% | 30% | 30% | 97%
LV Sub Generation Intermittent | 0% | 0% | 0% | 0% | 0% | 30% | 97% | 0%
LV Sub Generation Non-Intermittent | 0% | 0% | 0% | 0% | 0% | 30% | 97% | 0%
HV Generation Intermittent | 0% | 0% | 0% | 57% | 0% | 91% | 0% | 0%
HV Generation Non-Intermittent | 0% | 0% | 0% | 57% | 0% | 91% | 0% | 0%
2804. Proportion of annual charge covered by contributions (for all charging levels)
Data sources:
x1 = Zero for operating expenditure
x2 = Zero for GSPs level
x3 = 2803. Proportion of assets annuities deemed to be covered by customer contributions
Combine tables = x1 or x2 or x3
| GSPs | Assets 132kV | Assets 132kV/EHV | Assets EHV | Assets EHV/HV | Assets 132kV/HV | Assets HV | Assets HV/LV | Assets LV circuits | Transmission exit | Operating 132kV | Operating 132kV/EHV | Operating EHV | Operating EHV/HV | Operating 132kV/HV | Operating HV | Operating HV/LV | Operating LV circuits
Domestic Unrestricted | 0% | 0% | 0% | 0% | 0% | 0% | 30% | 30% | 97% | 0% | 0% | 0% | 0% | 0% | 0% | 0% | 0% | 0%
Domestic Two Rate | 0% | 0% | 0% | 0% | 0% | 0% | 30% | 30% | 97% | 0% | 0% | 0% | 0% | 0% | 0% | 0% | 0% | 0%
Domestic Off Peak (related MPAN) | 0% | 0% | 0% | 0% | 0% | 0% | 30% | 30% | 97% | 0% | 0% | 0% | 0% | 0% | 0% | 0% | 0% | 0%
Small Non Domestic Unrestricted | 0% | 0% | 0% | 0% | 0% | 0% | 30% | 30% | 97% | 0% | 0% | 0% | 0% | 0% | 0% | 0% | 0% | 0%
Small Non Domestic Two Rate | 0% | 0% | 0% | 0% | 0% | 0% | 30% | 30% | 97% | 0% | 0% | 0% | 0% | 0% | 0% | 0% | 0% | 0%
Small Non Domestic Off Peak (related MPAN) | 0% | 0% | 0% | 0% | 0% | 0% | 30% | 30% | 97% | 0% | 0% | 0% | 0% | 0% | 0% | 0% | 0% | 0%
LV Medium Non-Domestic | 0% | 0% | 0% | 0% | 0% | 0% | 30% | 30% | 97% | 0% | 0% | 0% | 0% | 0% | 0% | 0% | 0% | 0%
LV Sub Medium Non-Domestic | 0% | 0% | 0% | 0% | 0% | 0% | 30% | 97% | 0% | 0% | 0% | 0% | 0% | 0% | 0% | 0% | 0% | 0%
HV Medium Non-Domestic | 0% | 0% | 0% | 0% | 57% | 0% | 91% | 0% | 0% | 0% | 0% | 0% | 0% | 0% | 0% | 0% | 0% | 0%
LV Network Domestic | 0% | 0% | 0% | 0% | 0% | 0% | 30% | 30% | 97% | 0% | 0% | 0% | 0% | 0% | 0% | 0% | 0% | 0%
LV Network Non-Domestic Non-CT | 0% | 0% | 0% | 0% | 0% | 0% | 30% | 30% | 97% | 0% | 0% | 0% | 0% | 0% | 0% | 0% | 0% | 0%
LV HH Metered | 0% | 0% | 0% | 0% | 0% | 0% | 30% | 30% | 97% | 0% | 0% | 0% | 0% | 0% | 0% | 0% | 0% | 0%
LV Sub HH Metered | 0% | 0% | 0% | 0% | 0% | 0% | 30% | 97% | 0% | 0% | 0% | 0% | 0% | 0% | 0% | 0% | 0% | 0%
HV HH Metered | 0% | 0% | 0% | 0% | 57% | 0% | 91% | 0% | 0% | 0% | 0% | 0% | 0% | 0% | 0% | 0% | 0% | 0%
NHH UMS category A | 0% | 0% | 0% | 0% | 0% | 0% | 30% | 30% | 97% | 0% | 0% | 0% | 0% | 0% | 0% | 0% | 0% | 0%
NHH UMS category B | 0% | 0% | 0% | 0% | 0% | 0% | 30% | 30% | 97% | 0% | 0% | 0% | 0% | 0% | 0% | 0% | 0% | 0%
NHH UMS category C | 0% | 0% | 0% | 0% | 0% | 0% | 30% | 30% | 97% | 0% | 0% | 0% | 0% | 0% | 0% | 0% | 0% | 0%
NHH UMS category D | 0% | 0% | 0% | 0% | 0% | 0% | 30% | 30% | 97% | 0% | 0% | 0% | 0% | 0% | 0% | 0% | 0% | 0%
LV UMS (Pseudo HH Metered) | 0% | 0% | 0% | 0% | 0% | 0% | 30% | 30% | 97% | 0% | 0% | 0% | 0% | 0% | 0% | 0% | 0% | 0%
LV Generation NHH or Aggregate HH | 0% | 0% | 0% | 0% | 0% | 0% | 30% | 30% | 97% | 0% | 0% | 0% | 0% | 0% | 0% | 0% | 0% | 0%
LV Sub Generation NHH | 0% | 0% | 0% | 0% | 0% | 0% | 30% | 97% | 0% | 0% | 0% | 0% | 0% | 0% | 0% | 0% | 0% | 0%
LV Generation Intermittent | 0% | 0% | 0% | 0% | 0% | 0% | 30% | 30% | 97% | 0% | 0% | 0% | 0% | 0% | 0% | 0% | 0% | 0%
LV Generation Non-Intermittent | 0% | 0% | 0% | 0% | 0% | 0% | 30% | 30% | 97% | 0% | 0% | 0% | 0% | 0% | 0% | 0% | 0% | 0%
LV Sub Generation Intermittent | 0% | 0% | 0% | 0% | 0% | 0% | 30% | 97% | 0% | 0% | 0% | 0% | 0% | 0% | 0% | 0% | 0% | 0%
LV Sub Generation Non-Intermittent | 0% | 0% | 0% | 0% | 0% | 0% | 30% | 97% | 0% | 0% | 0% | 0% | 0% | 0% | 0% | 0% | 0% | 0%
HV Generation Intermittent | 0% | 0% | 0% | 0% | 57% | 0% | 91% | 0% | 0% | 0% | 0% | 0% | 0% | 0% | 0% | 0% | 0% | 0%
HV Generation Non-Intermittent | 0% | 0% | 0% | 0% | 57% | 0% | 91% | 0% | 0% | 0% | 0% | 0% | 0% | 0% | 0% | 0% | 0% | 0%

## Yard
Yardsticks for Electricity North West in 2017/18 (v1)
This sheet calculates average p/kWh and p/kW/day charges that would apply if no costs were recovered through capacity or fixed charges.
2901. Unit cost at each level, £/kW/year (relative to system simultaneous maximum load)
Data sources:
x1 = 2109. Network model annuity by simultaneous maximum load for each network level (£/kW/year)
x2 = 2710. Unit operating expenditure based on simultaneous maximum load (£/kW/year)
Combine tables = x1 or x2
| GSPs | Assets 132kV | Assets 132kV/EHV | Assets EHV | Assets EHV/HV | Assets 132kV/HV | Assets HV | Assets HV/LV | Assets LV circuits | Transmission exit | Operating 132kV | Operating 132kV/EHV | Operating EHV | Operating EHV/HV | Operating 132kV/HV | Operating HV | Operating HV/LV | Operating LV circuits
Unit cost at each level, £/kW/year (relative to system simultaneous maximum load) |  | 10.5359 | 4.188 | 10.6421 | 6.7494 | 0 | 12.4006 | 11.4064 | 6.638 | 4.9985 | 3.8411 | 1.5268 | 3.8799 | 2.4607 | 0 | 4.521 | 4.1585 | 2.42
2902. Pay-as-you-go yardstick unit costs by charging level (p/kWh)
Data sources:
x1 = 2901. Unit cost at each level, £/kW/year (relative to system simultaneous maximum load)
x2 = 2302. Load coefficient
x3 = 2012. Loss adjustment factors between end user meter reading and each network level, scaled by network use
x4 = 2804. Proportion of annual charge covered by contributions (for all charging levels)
x5 = 1010. Days in the charging year (in Financial and general assumptions)
Calculation =x1*x2*x3*(1-x4)/(24*x5)*100
| GSPs | Assets 132kV | Assets 132kV/EHV | Assets EHV | Assets EHV/HV | Assets 132kV/HV | Assets HV | Assets HV/LV | Assets LV circuits | Transmission exit | Operating 132kV | Operating 132kV/EHV | Operating EHV | Operating EHV/HV | Operating 132kV/HV | Operating HV | Operating HV/LV | Operating LV circuits
Domestic Unrestricted | 0 | 0.2629 | 0.10399 | 0.26258 | 0.16564 | 0 | 0.2105 | 0.19112 | 0.0045406 | 0.126 | 0.095846 | 0.037913 | 0.095732 | 0.060388 | 0 | 0.10963 | 0.099538 | 0.05518
Domestic Two Rate | 0 | 0.1574 | 0.062262 | 0.15722 | 0.099173 | 0 | 0.12603 | 0.11443 | 0.0027186 | 0.075439 | 0.057386 | 0.022699 | 0.057317 | 0.036156 | 0 | 0.06564 | 0.059596 | 0.033038
Domestic Off Peak (related MPAN) | 0 | 0 | 0 | 0 | 0 | 0 | 0 | 0 | 0 | 0 | 0 | 0 | 0 | 0 | 0 | 0 | 0 | 0
Small Non Domestic Unrestricted | 0 | 0.22552 | 0.089205 | 0.22525 | 0.14209 | 0 | 0.18057 | 0.16394 | 0.003895 | 0.10808 | 0.082219 | 0.032522 | 0.08212 | 0.051802 | 0 | 0.094045 | 0.085385 | 0.047334
Small Non Domestic Two Rate | 0 | 0.17133 | 0.067772 | 0.17113 | 0.10795 | 0 | 0.13718 | 0.12455 | 0.0029592 | 0.082114 | 0.062464 | 0.024708 | 0.062389 | 0.039355 | 0 | 0.071448 | 0.06487 | 0.035961
Small Non Domestic Off Peak (related MPAN) | 0 | 0 | 0 | 0 | 0 | 0 | 0 | 0 | 0 | 0 | 0 | 0 | 0 | 0 | 0 | 0 | 0 | 0
LV Medium Non-Domestic | 0 | 0.19414 | 0.076792 | 0.1939 | 0.12232 | 0 | 0.15544 | 0.14113 | 0.003353 | 0.093043 | 0.070778 | 0.027996 | 0.070693 | 0.044593 | 0 | 0.080958 | 0.073504 | 0.040748
LV Sub Medium Non-Domestic | 0 | 0.18263 | 0.072241 | 0.18241 | 0.11507 | 0 | 0.14623 | 0.00569 | 0 | 0.087529 | 0.066583 | 0.026337 | 0.066503 | 0.04195 | 0 | 0.07616 | 0.069147 | 0
HV Medium Non-Domestic | 0 | 0.18037 | 0.071347 | 0.18016 | 0.048866 | 0 | 0.018568 | 0 | 0 | 0.086446 | 0.065759 | 0.026011 | 0.06568 | 0.041431 | 0 | 0.075218 | 0 | 0
LV Network Domestic | 0 | 0.2629 | 0.10399 | 0.26258 | 0.16564 | 0 | 0.2105 | 0.19112 | 0.0045406 | 0.126 | 0.095846 | 0.037913 | 0.095732 | 0.060388 | 0 | 0.10963 | 0.099538 | 0.05518
LV Network Non-Domestic Non-CT | 0 | 0.22552 | 0.089205 | 0.22525 | 0.14209 | 0 | 0.18057 | 0.16394 | 0.003895 | 0.10808 | 0.082219 | 0.032522 | 0.08212 | 0.051802 | 0 | 0.094045 | 0.085385 | 0.047334
LV HH Metered | 0 | 0.19313 | 0.076393 | 0.1929 | 0.12168 | 0 | 0.15464 | 0.1404 | 0.0033356 | 0.09256 | 0.07041 | 0.027851 | 0.070325 | 0.044361 | 0 | 0.080537 | 0.073122 | 0.040536
LV Sub HH Metered | 0 | 0.17637 | 0.069764 | 0.17616 | 0.11112 | 0 | 0.14122 | 0.0054949 | 0 | 0.084528 | 0.0643 | 0.025434 | 0.064223 | 0.040512 | 0 | 0.073549 | 0.066777 | 0
HV HH Metered | 0 | 0.14907 | 0.058967 | 0.1489 | 0.040387 | 0 | 0.015347 | 0 | 0 | 0.071446 | 0.054349 | 0.021498 | 0.054284 | 0.034242 | 0 | 0.062166 | 0 | 0
NHH UMS category A | 0 | 0.13162 | 0.052063 | 0.13146 | 0.082928 | 0 | 0.10539 | 0.095683 | 0.0022733 | 0.063082 | 0.047986 | 0.018981 | 0.047928 | 0.030233 | 0 | 0.054888 | 0.049834 | 0.027626
NHH UMS category B | 0 | 0.27784 | 0.1099 | 0.27751 | 0.17506 | 0 | 0.22247 | 0.20198 | 0.0047988 | 0.13316 | 0.1013 | 0.040068 | 0.10117 | 0.063821 | 0 | 0.11587 | 0.1052 | 0.058317
NHH UMS category C | 0 | 0.51013 | 0.20179 | 0.50952 | 0.32141 | 0 | 0.40846 | 0.37085 | 0.0088107 | 0.24449 | 0.18598 | 0.073566 | 0.18576 | 0.11718 | 0 | 0.21273 | 0.19314 | 0.10707
NHH UMS category D | 0 | 0 | 0 | 0 | 0 | 0 | 0 | 0 | 0 | 0 | 0 | 0 | 0 | 0 | 0 | 0 | 0 | 0
LV UMS (Pseudo HH Metered) | 0 | 0.26986 | 0.10675 | 0.26954 | 0.17003 | 0 | 0.21608 | 0.19618 | 0.0046609 | 0.12934 | 0.098385 | 0.038917 | 0.098267 | 0.061987 | 0 | 0.11254 | 0.10217 | 0.056642
LV Generation NHH or Aggregate HH | 0 | -0.13162 | -0.052063 | -0.13146 | -0.082928 | 0 | -0.10539 | -0.095683 | 0 | -0.063082 | -0.047986 | -0.018981 | -0.047928 | -0.030233 | 0 | -0.054888 | -0.049834 | 0
LV Sub Generation NHH | 0 | -0.12538 | -0.049595 | -0.12523 | -0.078996 | 0 | -0.10039 | 0 | 0 | -0.060091 | -0.045711 | -0.018081 | -0.045656 | -0.0288 | 0 | -0.052286 | 0 | 0
LV Generation Intermittent | 0 | -0.13162 | -0.052063 | -0.13146 | -0.082928 | 0 | -0.10539 | -0.095683 | 0 | -0.063082 | -0.047986 | -0.018981 | -0.047928 | -0.030233 | 0 | -0.054888 | -0.049834 | 0
LV Generation Non-Intermittent | 0 | -0.13162 | -0.052063 | -0.13146 | -0.082928 | 0 | -0.10539 | -0.095683 | 0 | -0.063082 | -0.047986 | -0.018981 | -0.047928 | -0.030233 | 0 | -0.054888 | -0.049834 | 0
LV Sub Generation Intermittent | 0 | -0.12538 | -0.049595 | -0.12523 | -0.078996 | 0 | -0.10039 | 0 | 0 | -0.060091 | -0.045711 | -0.018081 | -0.045656 | -0.0288 | 0 | -0.052286 | 0 | 0
LV Sub Generation Non-Intermittent | 0 | -0.12538 | -0.049595 | -0.12523 | -0.078996 | 0 | -0.10039 | 0 | 0 | -0.060091 | -0.045711 | -0.018081 | -0.045656 | -0.0288 | 0 | -0.052286 | 0 | 0
HV Generation Intermittent | 0 | -0.12376 | -0.048953 | -0.12361 | -0.033529 | 0 | 0 | 0 | 0 | -0.059313 | -0.045119 | -0.017847 | -0.045065 | -0.028427 | 0 | 0 | 0 | 0
HV Generation Non-Intermittent | 0 | -0.12376 | -0.048953 | -0.12361 | -0.033529 | 0 | 0 | 0 | 0 | -0.059313 | -0.045119 | -0.017847 | -0.045065 | -0.028427 | 0 | 0 | 0 | 0
2903. Contributions to pay-as-you-go unit rate 1 (p/kWh)
Data sources:
x1 = 2460. Unit rate 1 pseudo load coefficient by network level (combined)
x2 = 2901. Unit cost at each level, £/kW/year (relative to system simultaneous maximum load)
x3 = 2012. Loss adjustment factors between end user meter reading and each network level, scaled by network use
x4 = 2804. Proportion of annual charge covered by contributions (for all charging levels)
x5 = 1010. Days in the charging year (in Financial and general assumptions)
Calculation =x1*x2*x3*(1-x4)*100/(24*x5)
| GSPs | Assets 132kV | Assets 132kV/EHV | Assets EHV | Assets EHV/HV | Assets 132kV/HV | Assets HV | Assets HV/LV | Assets LV circuits | Transmission exit | Operating 132kV | Operating 132kV/EHV | Operating EHV | Operating EHV/HV | Operating 132kV/HV | Operating HV | Operating HV/LV | Operating LV circuits
Domestic Unrestricted | 0 | 0.24474 | 0.096807 | 0.23758 | 0.14987 | 0 | 0.19046 | 0.17292 | 0.0041083 | 0.12293 | 0.089225 | 0.035294 | 0.086616 | 0.054638 | 0 | 0.099194 | 0.09006 | 0.049926
Domestic Two Rate | 0 | 0.29121 | 0.11519 | 0.28172 | 0.17771 | 0 | 0.22584 | 0.20505 | 0.0048715 | 0.1471 | 0.10617 | 0.041996 | 0.10271 | 0.064789 | 0 | 0.11762 | 0.10679 | 0.059201
Domestic Off Peak (related MPAN) | 0 | 0.02779 | 0.010992 | 0.035393 | 0.022326 | 0 | 0.028373 | 0.02576 | 0.00061202 | 0.0068343 | 0.010132 | 0.0040076 | 0.012904 | 0.0081396 | 0 | 0.014777 | 0.013417 | 0.0074376
Small Non Domestic Unrestricted | 0 | 0.23376 | 0.092467 | 0.23615 | 0.14896 | 0 | 0.18931 | 0.17188 | 0.0040835 | 0.11028 | 0.085225 | 0.033711 | 0.086094 | 0.054308 | 0 | 0.098595 | 0.089517 | 0.049625
Small Non Domestic Two Rate | 0 | 0.23998 | 0.094924 | 0.23985 | 0.1513 | 0 | 0.19228 | 0.17457 | 0.0041476 | 0.11527 | 0.08749 | 0.034607 | 0.087445 | 0.055161 | 0 | 0.10014 | 0.090922 | 0.050404
Small Non Domestic Off Peak (related MPAN) | 0 | 0.020096 | 0.0079491 | 0.026913 | 0.016977 | 0 | 0.021575 | 0.019588 | 0.00046539 | 0.0037107 | 0.0073265 | 0.002898 | 0.0098119 | 0.0061894 | 0 | 0.011237 | 0.010202 | 0.0056556
LV Medium Non-Domestic | 0 | 0.19779 | 0.078238 | 0.1962 | 0.12376 | 0 | 0.15728 | 0.1428 | 0.0033927 | 0.096227 | 0.07211 | 0.028524 | 0.07153 | 0.045121 | 0 | 0.081917 | 0.074374 | 0.04123
LV Sub Medium Non-Domestic | 0 | 0.18592 | 0.07354 | 0.18465 | 0.11648 | 0 | 0.14802 | 0.0057597 | 0 | 0.090264 | 0.06778 | 0.026811 | 0.067318 | 0.042464 | 0 | 0.077093 | 0.069994 | 0
HV Medium Non-Domestic | 0 | 0.22929 | 0.090695 | 0.22858 | 0.062001 | 0 | 0.023559 | 0 | 0 | 0.11065 | 0.083592 | 0.033065 | 0.083334 | 0.052567 | 0 | 0.095435 | 0 | 0
LV Network Domestic | 0 | 1.4785 | 0.58482 | 1.2462 | 0.78612 | 0 | 0.99903 | 0.90704 | 0.02155 | 0.89336 | 0.53902 | 0.21321 | 0.45434 | 0.2866 | 0 | 0.52032 | 0.47241 | 0.26188
LV Network Non-Domestic Non-CT | 0 | 1.4378 | 0.56871 | 1.2115 | 0.76424 | 0 | 0.97122 | 0.88179 | 0.02095 | 0.86924 | 0.52417 | 0.20734 | 0.4417 | 0.27862 | 0 | 0.50583 | 0.45926 | 0.25459
LV HH Metered | 0 | 1.2512 | 0.49492 | 1.0544 | 0.66514 | 0 | 0.84529 | 0.76745 | 0.018233 | 0.75628 | 0.45615 | 0.18043 | 0.38442 | 0.24249 | 0 | 0.44024 | 0.39971 | 0.22158
LV Sub HH Metered | 0 | 1.1822 | 0.46762 | 0.99628 | 0.62846 | 0 | 0.79866 | 0.031077 | 0 | 0.71457 | 0.43099 | 0.17048 | 0.36322 | 0.22912 | 0 | 0.41596 | 0.37766 | 0
HV HH Metered | 0 | 1.0545 | 0.41713 | 0.88871 | 0.24106 | 0 | 0.091598 | 0 | 0 | 0.63741 | 0.38446 | 0.15207 | 0.324 | 0.20438 | 0 | 0.37105 | 0 | 0
NHH UMS category A | 0 | 0.14473 | 0.057249 | 0.14459 | 0.091208 | 0 | 0.11591 | 0.10524 | 0.0025003 | 0.069335 | 0.052765 | 0.020872 | 0.052714 | 0.033252 | 0 | 0.060369 | 0.05481 | 0.030385
NHH UMS category B | 0 | 0.1858 | 0.073496 | 0.16428 | 0.10363 | 0 | 0.1317 | 0.11957 | 0.0028408 | 0.10817 | 0.06774 | 0.026795 | 0.059893 | 0.037781 | 0 | 0.068591 | 0.062275 | 0.034523
NHH UMS category C | 0 | 0.34238 | 0.13543 | 0.29589 | 0.18665 | 0 | 0.2372 | 0.21536 | 0.0051165 | 0.20547 | 0.12482 | 0.049375 | 0.10787 | 0.068046 | 0 | 0.12354 | 0.11216 | 0.062178
NHH UMS category D | 0 | 0.12468 | 0.049317 | 0.1396 | 0.088063 | 0 | 0.11191 | 0.10161 | 0.0024141 | 0.046219 | 0.045454 | 0.01798 | 0.050896 | 0.032106 | 0 | 0.058287 | 0.05292 | 0.029337
LV UMS (Pseudo HH Metered) | 0 | 3.2607 | 1.2898 | 2.6622 | 1.6793 | 0 | 2.1341 | 1.9376 | 0.046035 | 2.0966 | 1.1888 | 0.47022 | 0.97056 | 0.61223 | 0 | 1.1115 | 1.0092 | 0.55944
LV Generation Non-Intermittent | 0 | -1.0439 | -0.4129 | -0.87971 | -0.55492 | 0 | -0.70521 | -0.64028 | 0 | -0.63096 | -0.38057 | -0.15053 | -0.32072 | -0.20231 | 0 | -0.36729 | -0.33347 | 0
LV Sub Generation Non-Intermittent | 0 | -0.99437 | -0.39333 | -0.838 | -0.52861 | 0 | -0.67178 | 0 | 0 | -0.60104 | -0.36252 | -0.1434 | -0.30551 | -0.19272 | 0 | -0.34988 | 0 | 0
HV Generation Non-Intermittent | 0 | -0.9815 | -0.38824 | -0.82716 | -0.22436 | 0 | 0 | 0 | 0 | -0.59326 | -0.35783 | -0.14154 | -0.30156 | -0.19023 | 0 | 0 | 0 | 0
2904. Contributions to pay-as-you-go unit rate 2 (p/kWh)
Data sources:
x1 = 2461. Unit rate 2 pseudo load coefficient by network level (combined)
x2 = 2901. Unit cost at each level, £/kW/year (relative to system simultaneous maximum load)
x3 = 2012. Loss adjustment factors between end user meter reading and each network level, scaled by network use
x4 = 2804. Proportion of annual charge covered by contributions (for all charging levels)
x5 = 1010. Days in the charging year (in Financial and general assumptions)
Calculation =x1*x2*x3*(1-x4)*100/(24*x5)
| GSPs | Assets 132kV | Assets 132kV/EHV | Assets EHV | Assets EHV/HV | Assets 132kV/HV | Assets HV | Assets HV/LV | Assets LV circuits | Transmission exit | Operating 132kV | Operating 132kV/EHV | Operating EHV | Operating EHV/HV | Operating 132kV/HV | Operating HV | Operating HV/LV | Operating LV circuits
Domestic Two Rate | 0 | 0.021762 | 0.0086082 | 0.030237 | 0.019074 | 0 | 0.02424 | 0.022008 | 0.00052286 | 0.0027999 | 0.007934 | 0.0031384 | 0.011024 | 0.0069538 | 0 | 0.012624 | 0.011462 | 0.0063541
Small Non Domestic Two Rate | 0 | 0.018251 | 0.0072193 | 0.025358 | 0.015996 | 0 | 0.020328 | 0.018456 | 0.0004385 | 0.0023482 | 0.0066539 | 0.002632 | 0.0092449 | 0.0058317 | 0 | 0.010587 | 0.0096125 | 0.0053288
LV Medium Non-Domestic | 0 | 0.013813 | 0.0054639 | 0.019193 | 0.012107 | 0 | 0.015386 | 0.013969 | 0.00033188 | 0.0017772 | 0.005036 | 0.001992 | 0.0069971 | 0.0044138 | 0 | 0.0080132 | 0.0072753 | 0.0040332
LV Sub Medium Non-Domestic | 0 | 0.013158 | 0.0052049 | 0.018283 | 0.011533 | 0 | 0.014656 | 0.00057029 | 0 | 0.001693 | 0.0047973 | 0.0018976 | 0.0066654 | 0.0042046 | 0 | 0.0076333 | 0.0069304 | 0
HV Medium Non-Domestic | 0 | 0.01641 | 0.0064912 | 0.022801 | 0.0061846 | 0 | 0.0023501 | 0 | 0 | 0.0021113 | 0.0059828 | 0.0023665 | 0.0083126 | 0.0052436 | 0 | 0.0095197 | 0 | 0
LV Network Domestic | 0 | 0.14777 | 0.058452 | 0.2024 | 0.12767 | 0 | 0.16225 | 0.14731 | 0.0034999 | 0.02846 | 0.053874 | 0.02131 | 0.073789 | 0.046547 | 0 | 0.084505 | 0.076723 | 0.042533
LV Network Non-Domestic Non-CT | 0 | 0.1437 | 0.056842 | 0.19676 | 0.12412 | 0 | 0.15774 | 0.14321 | 0.0034025 | 0.027692 | 0.05239 | 0.020723 | 0.071736 | 0.045251 | 0 | 0.082152 | 0.074588 | 0.041349
LV HH Metered | 0 | 0.12505 | 0.049466 | 0.17125 | 0.10803 | 0 | 0.13728 | 0.12464 | 0.0029613 | 0.024093 | 0.045592 | 0.018034 | 0.062434 | 0.039383 | 0 | 0.0715 | 0.064916 | 0.035987
LV Sub HH Metered | 0 | 0.11816 | 0.046738 | 0.16181 | 0.10207 | 0 | 0.12971 | 0.0050472 | 0 | 0.022764 | 0.043077 | 0.017039 | 0.05899 | 0.037211 | 0 | 0.067556 | 0.061336 | 0
HV HH Metered | 0 | 0.1054 | 0.041691 | 0.14433 | 0.03915 | 0 | 0.014876 | 0 | 0 | 0.020306 | 0.038426 | 0.0152 | 0.052621 | 0.033193 | 0 | 0.060262 | 0 | 0
LV UMS (Pseudo HH Metered) | 0 | 0.11255 | 0.044521 | 0.15215 | 0.095979 | 0 | 0.12197 | 0.11074 | 0.002631 | 0.018269 | 0.041035 | 0.016231 | 0.055471 | 0.034991 | 0 | 0.063526 | 0.057677 | 0.031974
LV Generation Non-Intermittent | 0 | -0.10433 | -0.041269 | -0.14287 | -0.090125 | 0 | -0.11453 | -0.10399 | 0 | -0.020101 | -0.038037 | -0.015046 | -0.052088 | -0.032857 | 0 | -0.059652 | -0.054159 | 0
LV Sub Generation Non-Intermittent | 0 | -0.099386 | -0.039313 | -0.1361 | -0.085852 | 0 | -0.1091 | 0 | 0 | -0.019148 | -0.036234 | -0.014332 | -0.049619 | -0.0313 | 0 | -0.056824 | 0 | 0
HV Generation Non-Intermittent | 0 | -0.098099 | -0.038804 | -0.13434 | -0.036439 | 0 | 0 | 0 | 0 | -0.0189 | -0.035765 | -0.014147 | -0.048976 | -0.030894 | 0 | 0 | 0 | 0
2905. Contributions to pay-as-you-go unit rate 3 (p/kWh)
Data sources:
x1 = 2462. Unit rate 3 pseudo load coefficient by network level (combined)
x2 = 2901. Unit cost at each level, £/kW/year (relative to system simultaneous maximum load)
x3 = 2012. Loss adjustment factors between end user meter reading and each network level, scaled by network use
x4 = 2804. Proportion of annual charge covered by contributions (for all charging levels)
x5 = 1010. Days in the charging year (in Financial and general assumptions)
Calculation =x1*x2*x3*(1-x4)*100/(24*x5)
| GSPs | Assets 132kV | Assets 132kV/EHV | Assets EHV | Assets EHV/HV | Assets 132kV/HV | Assets HV | Assets HV/LV | Assets LV circuits | Transmission exit | Operating 132kV | Operating 132kV/EHV | Operating EHV | Operating EHV/HV | Operating 132kV/HV | Operating HV | Operating HV/LV | Operating LV circuits
LV Network Domestic | 0 | 0.019565 | 0.0077389 | 0.027189 | 0.017151 | 0 | 0.021796 | 0.019789 | 0.00047015 | 0.0025163 | 0.0071328 | 0.0028214 | 0.0099124 | 0.0062528 | 0 | 0.011352 | 0.010306 | 0.0057135
LV Network Non-Domestic Non-CT | 0 | 0.019026 | 0.0075258 | 0.026432 | 0.016673 | 0 | 0.021189 | 0.019238 | 0.00045707 | 0.0024484 | 0.0069363 | 0.0027437 | 0.0096365 | 0.0060787 | 0 | 0.011036 | 0.01002 | 0.0055545
LV HH Metered | 0 | 0.016557 | 0.0065492 | 0.023005 | 0.014511 | 0 | 0.018442 | 0.016743 | 0.0003978 | 0.0021302 | 0.0060363 | 0.0023877 | 0.0083869 | 0.0052905 | 0 | 0.0096048 | 0.0087204 | 0.0048342
LV Sub HH Metered | 0 | 0.015644 | 0.006188 | 0.021736 | 0.013711 | 0 | 0.017424 | 0.000678 | 0 | 0.0020127 | 0.0057033 | 0.002256 | 0.0079243 | 0.0049987 | 0 | 0.009075 | 0.0082394 | 0
HV HH Metered | 0 | 0.013955 | 0.0055198 | 0.019389 | 0.0052591 | 0 | 0.0019984 | 0 | 0 | 0.0017954 | 0.0050875 | 0.0020124 | 0.0070687 | 0.004459 | 0 | 0.0080952 | 0 | 0
LV UMS (Pseudo HH Metered) | 0 | 0.015179 | 0.0060042 | 0.02109 | 0.013304 | 0 | 0.016907 | 0.01535 | 0.0003647 | 0.0019529 | 0.005534 | 0.002189 | 0.007689 | 0.0048503 | 0 | 0.0088056 | 0.0079948 | 0.004432
LV Generation Non-Intermittent | 0 | -0.013813 | -0.0054639 | -0.019193 | -0.012107 | 0 | -0.015386 | -0.013969 | 0 | -0.0017772 | -0.005036 | -0.001992 | -0.0069971 | -0.0044138 | 0 | -0.0080132 | -0.0072753 | 0
LV Sub Generation Non-Intermittent | 0 | -0.013158 | -0.0052049 | -0.018283 | -0.011533 | 0 | -0.014656 | 0 | 0 | -0.001693 | -0.0047973 | -0.0018976 | -0.0066654 | -0.0042046 | 0 | -0.0076333 | 0 | 0
HV Generation Non-Intermittent | 0 | -0.012988 | -0.0051375 | -0.018046 | -0.0048949 | 0 | 0 | 0 | 0 | -0.001671 | -0.0047352 | -0.001873 | -0.0065791 | -0.0041501 | 0 | 0 | 0 | 0

## Standing
Allocation to standing charges for Electricity North West in 2017/18 (v1)
This sheet reallocates some costs from unit charges to fixed or capacity charges, for demand users only.
3001. Costs based on aggregate maximum load (£/kW/year)
Data sources:
x1 = 2901. Unit cost at each level, £/kW/year (relative to system simultaneous maximum load)
x2 = 2612. Diversity allowances (including calculated LV value)
Calculation =x1/(1+x2)
| GSPs | Assets 132kV | Assets 132kV/EHV | Assets EHV | Assets EHV/HV | Assets 132kV/HV | Assets HV | Assets HV/LV | Assets LV circuits | Transmission exit | Operating 132kV | Operating 132kV/EHV | Operating EHV | Operating EHV/HV | Operating 132kV/HV | Operating HV | Operating HV/LV | Operating LV circuits
Costs based on aggregate maximum load (£/kW/year) | 0 | 9.3697 | 3.7244 | 8.7076 | 5.5225 | 0 | 7.7714 | 7.1483 | 3.6284 | 4.6532 | 3.416 | 1.3578 | 3.1746 | 2.0134 | 0 | 2.8332 | 2.6061 | 1.3228
3002. Capacity elements p/kVA/day
This calculation uses aggregate maximum load and no coincidence factor.
Data sources:
x1 = 2602. Standing charges factors adapted to use 132kV/HV
x2 = 2012. Loss adjustment factors between end user meter reading and each network level, scaled by network use
x3 = 3001. Costs based on aggregate maximum load (£/kW/year)
x4 = 1010. Power factor for all flows in the network model (in Financial and general assumptions)
x5 = 1010. Days in the charging year (in Financial and general assumptions)
x6 = 2804. Proportion of annual charge covered by contributions (for all charging levels)
Calculation =100*x1*x2*x3*x4/x5*(1-x6)
| GSPs | Assets 132kV | Assets 132kV/EHV | Assets EHV | Assets EHV/HV | Assets 132kV/HV | Assets HV | Assets HV/LV | Assets LV circuits | Transmission exit | Operating 132kV | Operating 132kV/EHV | Operating EHV | Operating EHV/HV | Operating 132kV/HV | Operating HV | Operating HV/LV | Operating LV circuits
Domestic Unrestricted | 0 | 0 | 0 | 0 | 0 | 0 | 0 | 0 | 0.028331 | 0 | 0 | 0 | 0 | 0 | 0 | 0 | 0 | 0.34429
Domestic Two Rate | 0 | 0 | 0 | 0 | 0 | 0 | 0 | 0 | 0.028331 | 0 | 0 | 0 | 0 | 0 | 0 | 0 | 0 | 0.34429
Domestic Off Peak (related MPAN) | 0 | 0 | 0 | 0 | 0 | 0 | 0 | 0 | 0.028331 | 0 | 0 | 0 | 0 | 0 | 0 | 0 | 0 | 0.34429
Small Non Domestic Unrestricted | 0 | 0 | 0 | 0 | 0 | 0 | 0 | 0 | 0.028331 | 0 | 0 | 0 | 0 | 0 | 0 | 0 | 0 | 0.34429
Small Non Domestic Two Rate | 0 | 0 | 0 | 0 | 0 | 0 | 0 | 0 | 0.028331 | 0 | 0 | 0 | 0 | 0 | 0 | 0 | 0 | 0.34429
Small Non Domestic Off Peak (related MPAN) | 0 | 0 | 0 | 0 | 0 | 0 | 0 | 0 | 0.028331 | 0 | 0 | 0 | 0 | 0 | 0 | 0 | 0 | 0.34429
LV Medium Non-Domestic | 0 | 0 | 0 | 0 | 0 | 0 | 0 | 0 | 0.028331 | 0 | 0 | 0 | 0 | 0 | 0 | 0 | 0 | 0.34429
LV Sub Medium Non-Domestic | 0 | 0 | 0 | 0 | 0 | 0 | 0 | 0.055816 | 0 | 0 | 0 | 0 | 0 | 0 | 0 | 0 | 0.6783 | 0
HV Medium Non-Domestic | 0 | 0 | 0 | 0.4612 | 0.62549 | 0 | 0.18204 | 0 | 0 | 0 | 0 | 0 | 0.16814 | 0.53032 | 0 | 0.73742 | 0 | 0
LV Network Domestic | 0 | 0 | 0 | 0 | 0 | 0 | 0 | 0 | 0.028331 | 0 | 0 | 0 | 0 | 0 | 0 | 0 | 0 | 0.34429
LV Network Non-Domestic Non-CT | 0 | 0 | 0 | 0 | 0 | 0 | 0 | 0 | 0.028331 | 0 | 0 | 0 | 0 | 0 | 0 | 0 | 0 | 0.34429
LV HH Metered | 0 | 0 | 0 | 0 | 0 | 0 | 0.30117 | 1.3672 | 0.028331 | 0 | 0 | 0 | 0 | 0 | 0 | 0.15685 | 0.71206 | 0.34429
LV Sub HH Metered | 0 | 0 | 0 | 0 | 0 | 0 | 1.4344 | 0.055816 | 0 | 0 | 0 | 0 | 0 | 0 | 0 | 0.74709 | 0.6783 | 0
HV HH Metered | 0 | 0 | 0 | 0.4612 | 0.62549 | 0 | 0.18204 | 0 | 0 | 0 | 0 | 0 | 0.16814 | 0.53032 | 0 | 0.73742 | 0 | 0
NHH UMS category A | 0 | 0 | 0 | 0 | 0 | 0 | 0 | 0 | 0 | 0 | 0 | 0 | 0 | 0 | 0 | 0 | 0 | 0
NHH UMS category B | 0 | 0 | 0 | 0 | 0 | 0 | 0 | 0 | 0 | 0 | 0 | 0 | 0 | 0 | 0 | 0 | 0 | 0
NHH UMS category C | 0 | 0 | 0 | 0 | 0 | 0 | 0 | 0 | 0 | 0 | 0 | 0 | 0 | 0 | 0 | 0 | 0 | 0
NHH UMS category D | 0 | 0 | 0 | 0 | 0 | 0 | 0 | 0 | 0 | 0 | 0 | 0 | 0 | 0 | 0 | 0 | 0 | 0
LV UMS (Pseudo HH Metered) | 0 | 0 | 0 | 0 | 0 | 0 | 0 | 0 | 0 | 0 | 0 | 0 | 0 | 0 | 0 | 0 | 0 | 0
3003. Yardstick components p/kWh (taking account of standing charges)
Data sources:
x1 = 2602. Standing charges factors adapted to use 132kV/HV
x2 = 2902. Pay-as-you-go yardstick unit costs by charging level (p/kWh)
Calculation =(1-x1)*x2
| GSPs | Assets 132kV | Assets 132kV/EHV | Assets EHV | Assets EHV/HV | Assets 132kV/HV | Assets HV | Assets HV/LV | Assets LV circuits | Transmission exit | Operating 132kV | Operating 132kV/EHV | Operating EHV | Operating EHV/HV | Operating 132kV/HV | Operating HV | Operating HV/LV | Operating LV circuits
Domestic Unrestricted | 0 | 0.2629 | 0.10399 | 0.26258 | 0.16564 | 0 | 0.2105 | 0.19112 | 0 | 0.126 | 0.095846 | 0.037913 | 0.095732 | 0.060388 | 0 | 0.10963 | 0.099538 | 0
Domestic Two Rate | 0 | 0.1574 | 0.062262 | 0.15722 | 0.099173 | 0 | 0.12603 | 0.11443 | 0 | 0.075439 | 0.057386 | 0.022699 | 0.057317 | 0.036156 | 0 | 0.06564 | 0.059596 | 0
Domestic Off Peak (related MPAN) | 0 | 0 | 0 | 0 | 0 | 0 | 0 | 0 | 0 | 0 | 0 | 0 | 0 | 0 | 0 | 0 | 0 | 0
Small Non Domestic Unrestricted | 0 | 0.22552 | 0.089205 | 0.22525 | 0.14209 | 0 | 0.18057 | 0.16394 | 0 | 0.10808 | 0.082219 | 0.032522 | 0.08212 | 0.051802 | 0 | 0.094045 | 0.085385 | 0
Small Non Domestic Two Rate | 0 | 0.17133 | 0.067772 | 0.17113 | 0.10795 | 0 | 0.13718 | 0.12455 | 0 | 0.082114 | 0.062464 | 0.024708 | 0.062389 | 0.039355 | 0 | 0.071448 | 0.06487 | 0
Small Non Domestic Off Peak (related MPAN) | 0 | 0 | 0 | 0 | 0 | 0 | 0 | 0 | 0 | 0 | 0 | 0 | 0 | 0 | 0 | 0 | 0 | 0
LV Medium Non-Domestic | 0 | 0.19414 | 0.076792 | 0.1939 | 0.12232 | 0 | 0.15544 | 0.14113 | 0 | 0.093043 | 0.070778 | 0.027996 | 0.070693 | 0.044593 | 0 | 0.080958 | 0.073504 | 0
LV Sub Medium Non-Domestic | 0 | 0.18263 | 0.072241 | 0.18241 | 0.11507 | 0 | 0.14623 | 0 | 0 | 0.087529 | 0.066583 | 0.026337 | 0.066503 | 0.04195 | 0 | 0.07616 | 0 | 0
HV Medium Non-Domestic | 0 | 0.18037 | 0.071347 | 0.14412 | 0 | 0 | 0 | 0 | 0 | 0.086446 | 0.065759 | 0.026011 | 0.052544 | 0 | 0 | 0 | 0 | 0
LV Network Domestic | 0 | 0.2629 | 0.10399 | 0.26258 | 0.16564 | 0 | 0.2105 | 0.19112 | 0 | 0.126 | 0.095846 | 0.037913 | 0.095732 | 0.060388 | 0 | 0.10963 | 0.099538 | 0
LV Network Non-Domestic Non-CT | 0 | 0.22552 | 0.089205 | 0.22525 | 0.14209 | 0 | 0.18057 | 0.16394 | 0 | 0.10808 | 0.082219 | 0.032522 | 0.08212 | 0.051802 | 0 | 0.094045 | 0.085385 | 0
LV HH Metered | 0 | 0.19313 | 0.076393 | 0.1929 | 0.12168 | 0 | 0.12371 | 0 | 0 | 0.09256 | 0.07041 | 0.027851 | 0.070325 | 0.044361 | 0 | 0.06443 | 0 | 0
LV Sub HH Metered | 0 | 0.17637 | 0.069764 | 0.17616 | 0.11112 | 0 | 0 | 0 | 0 | 0.084528 | 0.0643 | 0.025434 | 0.064223 | 0.040512 | 0 | 0 | 0 | 0
HV HH Metered | 0 | 0.14907 | 0.058967 | 0.11912 | 0 | 0 | 0 | 0 | 0 | 0.071446 | 0.054349 | 0.021498 | 0.043427 | 0 | 0 | 0 | 0 | 0
NHH UMS category A | 0 | 0.13162 | 0.052063 | 0.13146 | 0.082928 | 0 | 0.10539 | 0.095683 | 0.0022733 | 0.063082 | 0.047986 | 0.018981 | 0.047928 | 0.030233 | 0 | 0.054888 | 0.049834 | 0.027626
NHH UMS category B | 0 | 0.27784 | 0.1099 | 0.27751 | 0.17506 | 0 | 0.22247 | 0.20198 | 0.0047988 | 0.13316 | 0.1013 | 0.040068 | 0.10117 | 0.063821 | 0 | 0.11587 | 0.1052 | 0.058317
NHH UMS category C | 0 | 0.51013 | 0.20179 | 0.50952 | 0.32141 | 0 | 0.40846 | 0.37085 | 0.0088107 | 0.24449 | 0.18598 | 0.073566 | 0.18576 | 0.11718 | 0 | 0.21273 | 0.19314 | 0.10707
NHH UMS category D | 0 | 0 | 0 | 0 | 0 | 0 | 0 | 0 | 0 | 0 | 0 | 0 | 0 | 0 | 0 | 0 | 0 | 0
LV UMS (Pseudo HH Metered) | 0 | 0.26986 | 0.10675 | 0.26954 | 0.17003 | 0 | 0.21608 | 0.19618 | 0.0046609 | 0.12934 | 0.098385 | 0.038917 | 0.098267 | 0.061987 | 0 | 0.11254 | 0.10217 | 0.056642
3004. Contributions to unit rate 1 p/kWh by network level (taking account of standing charges)
Data sources:
x1 = 2602. Standing charges factors adapted to use 132kV/HV
x2 = 2903. Contributions to pay-as-you-go unit rate 1 (p/kWh)
Calculation =(1-x1)*x2
| GSPs | Assets 132kV | Assets 132kV/EHV | Assets EHV | Assets EHV/HV | Assets 132kV/HV | Assets HV | Assets HV/LV | Assets LV circuits | Transmission exit | Operating 132kV | Operating 132kV/EHV | Operating EHV | Operating EHV/HV | Operating 132kV/HV | Operating HV | Operating HV/LV | Operating LV circuits
Domestic Unrestricted | 0 | 0.24474 | 0.096807 | 0.23758 | 0.14987 | 0 | 0.19046 | 0.17292 | 0 | 0.12293 | 0.089225 | 0.035294 | 0.086616 | 0.054638 | 0 | 0.099194 | 0.09006 | 0
Domestic Two Rate | 0 | 0.29121 | 0.11519 | 0.28172 | 0.17771 | 0 | 0.22584 | 0.20505 | 0 | 0.1471 | 0.10617 | 0.041996 | 0.10271 | 0.064789 | 0 | 0.11762 | 0.10679 | 0
Domestic Off Peak (related MPAN) | 0 | 0.02779 | 0.010992 | 0.035393 | 0.022326 | 0 | 0.028373 | 0.02576 | 0 | 0.0068343 | 0.010132 | 0.0040076 | 0.012904 | 0.0081396 | 0 | 0.014777 | 0.013417 | 0
Small Non Domestic Unrestricted | 0 | 0.23376 | 0.092467 | 0.23615 | 0.14896 | 0 | 0.18931 | 0.17188 | 0 | 0.11028 | 0.085225 | 0.033711 | 0.086094 | 0.054308 | 0 | 0.098595 | 0.089517 | 0
Small Non Domestic Two Rate | 0 | 0.23998 | 0.094924 | 0.23985 | 0.1513 | 0 | 0.19228 | 0.17457 | 0 | 0.11527 | 0.08749 | 0.034607 | 0.087445 | 0.055161 | 0 | 0.10014 | 0.090922 | 0
Small Non Domestic Off Peak (related MPAN) | 0 | 0.020096 | 0.0079491 | 0.026913 | 0.016977 | 0 | 0.021575 | 0.019588 | 0 | 0.0037107 | 0.0073265 | 0.002898 | 0.0098119 | 0.0061894 | 0 | 0.011237 | 0.010202 | 0
LV Medium Non-Domestic | 0 | 0.19779 | 0.078238 | 0.1962 | 0.12376 | 0 | 0.15728 | 0.1428 | 0 | 0.096227 | 0.07211 | 0.028524 | 0.07153 | 0.045121 | 0 | 0.081917 | 0.074374 | 0
LV Sub Medium Non-Domestic | 0 | 0.18592 | 0.07354 | 0.18465 | 0.11648 | 0 | 0.14802 | 0 | 0 | 0.090264 | 0.06778 | 0.026811 | 0.067318 | 0.042464 | 0 | 0.077093 | 0 | 0
HV Medium Non-Domestic | 0 | 0.22929 | 0.090695 | 0.18286 | 0 | 0 | 0 | 0 | 0 | 0.11065 | 0.083592 | 0.033065 | 0.066667 | 0 | 0 | 0 | 0 | 0
LV Network Domestic | 0 | 1.4785 | 0.58482 | 1.2462 | 0.78612 | 0 | 0.99903 | 0.90704 | 0 | 0.89336 | 0.53902 | 0.21321 | 0.45434 | 0.2866 | 0 | 0.52032 | 0.47241 | 0
LV Network Non-Domestic Non-CT | 0 | 1.4378 | 0.56871 | 1.2115 | 0.76424 | 0 | 0.97122 | 0.88179 | 0 | 0.86924 | 0.52417 | 0.20734 | 0.4417 | 0.27862 | 0 | 0.50583 | 0.45926 | 0
LV HH Metered | 0 | 1.2512 | 0.49492 | 1.0544 | 0.66514 | 0 | 0.67623 | 0 | 0 | 0.75628 | 0.45615 | 0.18043 | 0.38442 | 0.24249 | 0 | 0.35219 | 0 | 0
LV Sub HH Metered | 0 | 1.1822 | 0.46762 | 0.99628 | 0.62846 | 0 | 0 | 0 | 0 | 0.71457 | 0.43099 | 0.17048 | 0.36322 | 0.22912 | 0 | 0 | 0 | 0
HV HH Metered | 0 | 1.0545 | 0.41713 | 0.71097 | 0 | 0 | 0 | 0 | 0 | 0.63741 | 0.38446 | 0.15207 | 0.2592 | 0 | 0 | 0 | 0 | 0
NHH UMS category A | 0 | 0.14473 | 0.057249 | 0.14459 | 0.091208 | 0 | 0.11591 | 0.10524 | 0.0025003 | 0.069335 | 0.052765 | 0.020872 | 0.052714 | 0.033252 | 0 | 0.060369 | 0.05481 | 0.030385
NHH UMS category B | 0 | 0.1858 | 0.073496 | 0.16428 | 0.10363 | 0 | 0.1317 | 0.11957 | 0.0028408 | 0.10817 | 0.06774 | 0.026795 | 0.059893 | 0.037781 | 0 | 0.068591 | 0.062275 | 0.034523
NHH UMS category C | 0 | 0.34238 | 0.13543 | 0.29589 | 0.18665 | 0 | 0.2372 | 0.21536 | 0.0051165 | 0.20547 | 0.12482 | 0.049375 | 0.10787 | 0.068046 | 0 | 0.12354 | 0.11216 | 0.062178
NHH UMS category D | 0 | 0.12468 | 0.049317 | 0.1396 | 0.088063 | 0 | 0.11191 | 0.10161 | 0.0024141 | 0.046219 | 0.045454 | 0.01798 | 0.050896 | 0.032106 | 0 | 0.058287 | 0.05292 | 0.029337
LV UMS (Pseudo HH Metered) | 0 | 3.2607 | 1.2898 | 2.6622 | 1.6793 | 0 | 2.1341 | 1.9376 | 0.046035 | 2.0966 | 1.1888 | 0.47022 | 0.97056 | 0.61223 | 0 | 1.1115 | 1.0092 | 0.55944
3005. Contributions to unit rate 2 p/kWh by network level (taking account of standing charges)
Data sources:
x1 = 2602. Standing charges factors adapted to use 132kV/HV
x2 = 2904. Contributions to pay-as-you-go unit rate 2 (p/kWh)
Calculation =(1-x1)*x2
| GSPs | Assets 132kV | Assets 132kV/EHV | Assets EHV | Assets EHV/HV | Assets 132kV/HV | Assets HV | Assets HV/LV | Assets LV circuits | Transmission exit | Operating 132kV | Operating 132kV/EHV | Operating EHV | Operating EHV/HV | Operating 132kV/HV | Operating HV | Operating HV/LV | Operating LV circuits
Domestic Two Rate | 0 | 0.021762 | 0.0086082 | 0.030237 | 0.019074 | 0 | 0.02424 | 0.022008 | 0 | 0.0027999 | 0.007934 | 0.0031384 | 0.011024 | 0.0069538 | 0 | 0.012624 | 0.011462 | 0
Small Non Domestic Two Rate | 0 | 0.018251 | 0.0072193 | 0.025358 | 0.015996 | 0 | 0.020328 | 0.018456 | 0 | 0.0023482 | 0.0066539 | 0.002632 | 0.0092449 | 0.0058317 | 0 | 0.010587 | 0.0096125 | 0
LV Medium Non-Domestic | 0 | 0.013813 | 0.0054639 | 0.019193 | 0.012107 | 0 | 0.015386 | 0.013969 | 0 | 0.0017772 | 0.005036 | 0.001992 | 0.0069971 | 0.0044138 | 0 | 0.0080132 | 0.0072753 | 0
LV Sub Medium Non-Domestic | 0 | 0.013158 | 0.0052049 | 0.018283 | 0.011533 | 0 | 0.014656 | 0 | 0 | 0.001693 | 0.0047973 | 0.0018976 | 0.0066654 | 0.0042046 | 0 | 0.0076333 | 0 | 0
HV Medium Non-Domestic | 0 | 0.01641 | 0.0064912 | 0.018241 | 0 | 0 | 0 | 0 | 0 | 0.0021113 | 0.0059828 | 0.0023665 | 0.0066501 | 0 | 0 | 0 | 0 | 0
LV Network Domestic | 0 | 0.14777 | 0.058452 | 0.2024 | 0.12767 | 0 | 0.16225 | 0.14731 | 0 | 0.02846 | 0.053874 | 0.02131 | 0.073789 | 0.046547 | 0 | 0.084505 | 0.076723 | 0
LV Network Non-Domestic Non-CT | 0 | 0.1437 | 0.056842 | 0.19676 | 0.12412 | 0 | 0.15774 | 0.14321 | 0 | 0.027692 | 0.05239 | 0.020723 | 0.071736 | 0.045251 | 0 | 0.082152 | 0.074588 | 0
LV HH Metered | 0 | 0.12505 | 0.049466 | 0.17125 | 0.10803 | 0 | 0.10983 | 0 | 0 | 0.024093 | 0.045592 | 0.018034 | 0.062434 | 0.039383 | 0 | 0.0572 | 0 | 0
LV Sub HH Metered | 0 | 0.11816 | 0.046738 | 0.16181 | 0.10207 | 0 | 0 | 0 | 0 | 0.022764 | 0.043077 | 0.017039 | 0.05899 | 0.037211 | 0 | 0 | 0 | 0
HV HH Metered | 0 | 0.1054 | 0.041691 | 0.11547 | 0 | 0 | 0 | 0 | 0 | 0.020306 | 0.038426 | 0.0152 | 0.042097 | 0 | 0 | 0 | 0 | 0
LV UMS (Pseudo HH Metered) | 0 | 0.11255 | 0.044521 | 0.15215 | 0.095979 | 0 | 0.12197 | 0.11074 | 0.002631 | 0.018269 | 0.041035 | 0.016231 | 0.055471 | 0.034991 | 0 | 0.063526 | 0.057677 | 0.031974
3006. Contributions to unit rate 3 p/kWh by network level (taking account of standing charges)
Data sources:
x1 = 2602. Standing charges factors adapted to use 132kV/HV
x2 = 2905. Contributions to pay-as-you-go unit rate 3 (p/kWh)
Calculation =(1-x1)*x2
| GSPs | Assets 132kV | Assets 132kV/EHV | Assets EHV | Assets EHV/HV | Assets 132kV/HV | Assets HV | Assets HV/LV | Assets LV circuits | Transmission exit | Operating 132kV | Operating 132kV/EHV | Operating EHV | Operating EHV/HV | Operating 132kV/HV | Operating HV | Operating HV/LV | Operating LV circuits
LV Network Domestic | 0 | 0.019565 | 0.0077389 | 0.027189 | 0.017151 | 0 | 0.021796 | 0.019789 | 0 | 0.0025163 | 0.0071328 | 0.0028214 | 0.0099124 | 0.0062528 | 0 | 0.011352 | 0.010306 | 0
LV Network Non-Domestic Non-CT | 0 | 0.019026 | 0.0075258 | 0.026432 | 0.016673 | 0 | 0.021189 | 0.019238 | 0 | 0.0024484 | 0.0069363 | 0.0027437 | 0.0096365 | 0.0060787 | 0 | 0.011036 | 0.01002 | 0
LV HH Metered | 0 | 0.016557 | 0.0065492 | 0.023005 | 0.014511 | 0 | 0.014753 | 0 | 0 | 0.0021302 | 0.0060363 | 0.0023877 | 0.0083869 | 0.0052905 | 0 | 0.0076838 | 0 | 0
LV Sub HH Metered | 0 | 0.015644 | 0.006188 | 0.021736 | 0.013711 | 0 | 0 | 0 | 0 | 0.0020127 | 0.0057033 | 0.002256 | 0.0079243 | 0.0049987 | 0 | 0 | 0 | 0
HV HH Metered | 0 | 0.013955 | 0.0055198 | 0.015511 | 0 | 0 | 0 | 0 | 0 | 0.0017954 | 0.0050875 | 0.0020124 | 0.005655 | 0 | 0 | 0 | 0 | 0
LV UMS (Pseudo HH Metered) | 0 | 0.015179 | 0.0060042 | 0.02109 | 0.013304 | 0 | 0.016907 | 0.01535 | 0.0003647 | 0.0019529 | 0.005534 | 0.002189 | 0.007689 | 0.0048503 | 0 | 0.0088056 | 0.0079948 | 0.004432

## AggCap
Standing charges as fixed charges for Electricity North West in 2017/18 (v1)
This sheet allocates standing charges to fixed charges for non half hourly settled demand users.
3101. Mapping of tariffs to tariff groups
| LV domestic and small non-domestic tariffs | LV medium non-domestic tariffs | LV substation aggregated tariffs | HV network aggregated tariffs
Domestic Unrestricted | 1 | 0 | 0 | 0
Domestic Two Rate | 1 | 0 | 0 | 0
Small Non Domestic Unrestricted | 1 | 0 | 0 | 0
Small Non Domestic Two Rate | 1 | 0 | 0 | 0
LV Medium Non-Domestic | 0 | 1 | 0 | 0
LV Sub Medium Non-Domestic | 0 | 0 | 1 | 0
HV Medium Non-Domestic | 0 | 0 | 0 | 1
LV Network Domestic | 1 | 0 | 0 | 0
LV Network Non-Domestic Non-CT | 1 | 0 | 0 | 0
3102. Capacity use for tariffs charged for capacity on an exit point basis
Data sources:
x1 = 2407. All units (MWh)
x2 = 1041. Load factor for each type of demand user (in Load profile data for demand users)
x3 = 1010. Days in the charging year (in Financial and general assumptions)
x4 = 2305. MPANs (in Equivalent volume for each end user)
Kind: | Calculation | Copy cells
Formula: | =x1/x2/(24*x3)*1000 | = x4
| Unit-based contributions to aggregate maximum load (kW) | MPANs
Domestic Unrestricted | 1699379.1956 | 2035104.5715
Domestic Two Rate | 440157.4717 | 180411.1029
Small Non Domestic Unrestricted | 456644.0495 | 123636.2565
Small Non Domestic Two Rate | 167475.2557 | 33442.009
LV Medium Non-Domestic | 0 | 0
LV Sub Medium Non-Domestic | 0 | 0
HV Medium Non-Domestic | 1586.703 | 60
LV Network Domestic | 0 | 0
LV Network Non-Domestic Non-CT | 148428.244 | 5419.348
3103. Aggregate capacity (kW)
Data sources:
x1 = 3101. Mapping of tariffs to tariff groups
x2 = 3102. Unit-based contributions to aggregate maximum load (kW) (in Capacity use for tariffs charged for capacity on an exit point basis)
Sum-product calculation =SUMPRODUCT(x1, x2)
| LV domestic and small non-domestic tariffs | LV medium non-domestic tariffs | LV substation aggregated tariffs | HV network aggregated tariffs
Aggregate capacity (kW) | 2912084.2164 | 0 | 0 | 1586.703
3104. Aggregate number of users charged for capacity on an exit point basis
Data sources:
x1 = 3101. Mapping of tariffs to tariff groups
x2 = 3102. MPANs (in Equivalent volume for each end user) (in Capacity use for tariffs charged for capacity on an exit point basis)
Sum-product calculation =SUMPRODUCT(x1, x2)
| LV domestic and small non-domestic tariffs | LV medium non-domestic tariffs | LV substation aggregated tariffs | HV network aggregated tariffs
Aggregate number of users charged for capacity on an exit point basis | 2378013.288 | 0 | 0 | 60
3105. Average maximum kVA by exit point
Data sources:
x1 = 3104. Aggregate number of users charged for capacity on an exit point basis
x2 = 3103. Aggregate capacity (kW)
x3 = 1010. Power factor for all flows in the network model (in Financial and general assumptions)
Calculation =IF(x1,x2/x1/x3,0)
| LV domestic and small non-domestic tariffs | LV medium non-domestic tariffs | LV substation aggregated tariffs | HV network aggregated tariffs
Average maximum kVA by exit point | 1.289 | 0 | 0 | 27.8369
3106. Deemed average maximum kVA for each tariff
Data sources:
x1 = 3101. Mapping of tariffs to tariff groups
x2 = 3105. Average maximum kVA by exit point
Sum-product calculation =SUMPRODUCT(x1, x2)
Deemed average maximum kVA for each tariff
Domestic Unrestricted | 1.289
Domestic Two Rate | 1.289
Small Non Domestic Unrestricted | 1.289
Small Non Domestic Two Rate | 1.289
LV Medium Non-Domestic | 0
LV Sub Medium Non-Domestic | 0
HV Medium Non-Domestic | 27.8369
LV Network Domestic | 1.289
LV Network Non-Domestic Non-CT | 1.289
3107. Capacity-driven fixed charge elements from standing charges factors p/MPAN/day
Data sources:
x1 = 3002. Capacity elements p/kVA/day
x2 = 3106. Deemed average maximum kVA for each tariff
Calculation =x1*x2
| GSPs | Assets 132kV | Assets 132kV/EHV | Assets EHV | Assets EHV/HV | Assets 132kV/HV | Assets HV | Assets HV/LV | Assets LV circuits | Transmission exit | Operating 132kV | Operating 132kV/EHV | Operating EHV | Operating EHV/HV | Operating 132kV/HV | Operating HV | Operating HV/LV | Operating LV circuits
Domestic Unrestricted | 0 | 0 | 0 | 0 | 0 | 0 | 0 | 0 | 0.03652 | 0 | 0 | 0 | 0 | 0 | 0 | 0 | 0 | 0.44381
Domestic Two Rate | 0 | 0 | 0 | 0 | 0 | 0 | 0 | 0 | 0.03652 | 0 | 0 | 0 | 0 | 0 | 0 | 0 | 0 | 0.44381
Small Non Domestic Unrestricted | 0 | 0 | 0 | 0 | 0 | 0 | 0 | 0 | 0.03652 | 0 | 0 | 0 | 0 | 0 | 0 | 0 | 0 | 0.44381
Small Non Domestic Two Rate | 0 | 0 | 0 | 0 | 0 | 0 | 0 | 0 | 0.03652 | 0 | 0 | 0 | 0 | 0 | 0 | 0 | 0 | 0.44381
LV Medium Non-Domestic | 0 | 0 | 0 | 0 | 0 | 0 | 0 | 0 | 0 | 0 | 0 | 0 | 0 | 0 | 0 | 0 | 0 | 0
LV Sub Medium Non-Domestic | 0 | 0 | 0 | 0 | 0 | 0 | 0 | 0 | 0 | 0 | 0 | 0 | 0 | 0 | 0 | 0 | 0 | 0
HV Medium Non-Domestic | 0 | 0 | 0 | 12.8383 | 17.4117 | 0 | 5.0675 | 0 | 0 | 0 | 0 | 0 | 4.6805 | 14.7625 | 0 | 20.5275 | 0 | 0
LV Network Domestic | 0 | 0 | 0 | 0 | 0 | 0 | 0 | 0 | 0.03652 | 0 | 0 | 0 | 0 | 0 | 0 | 0 | 0 | 0.44381
LV Network Non-Domestic Non-CT | 0 | 0 | 0 | 0 | 0 | 0 | 0 | 0 | 0.03652 | 0 | 0 | 0 | 0 | 0 | 0 | 0 | 0 | 0.44381

## Reactive
Reactive power unit charges for Electricity North West in 2017/18 (v1)
3201. Network use factors for generator reactive unit charges
These factors differ from the network use factors for active power charges/credits in the case of generators, who do not qualify
for active power credits at the voltage of connection but are charged reactive unit charges for costs caused at that voltage.
| GSPs | 132kV | 132kV/EHV | EHV | EHV/HV | 132kV/HV | HV | HV/LV | LV circuits
LV Generation Intermittent | 1 | 1 | 1 | 1 | 1 | 1 | 1 | 1 | 1
LV Generation Non-Intermittent | 1 | 1 | 1 | 1 | 1 | 1 | 1 | 1 | 1
LV Sub Generation Intermittent | 1 | 1 | 1 | 1 | 1 | 1 | 1 | 1 | 0
LV Sub Generation Non-Intermittent | 1 | 1 | 1 | 1 | 1 | 1 | 1 | 1 | 0
HV Generation Intermittent | 1 | 1 | 1 | 1 | 1 | 1 | 1 | 0 | 0
HV Generation Non-Intermittent | 1 | 1 | 1 | 1 | 1 | 1 | 1 | 0 | 0
3202. Standard components p/kWh for reactive power (absolute value)
Data sources:
x1 = 3003. Yardstick components p/kWh (taking account of standing charges)
Calculation =ABS(x1)
| GSPs | Assets 132kV | Assets 132kV/EHV | Assets EHV | Assets EHV/HV | Assets 132kV/HV | Assets HV | Assets HV/LV | Assets LV circuits | Transmission exit | Operating 132kV | Operating 132kV/EHV | Operating EHV | Operating EHV/HV | Operating 132kV/HV | Operating HV | Operating HV/LV | Operating LV circuits
LV HH Metered | 0 | 0.19313 | 0.076393 | 0.1929 | 0.12168 | 0 | 0.12371 | 0 | 0 | 0.09256 | 0.07041 | 0.027851 | 0.070325 | 0.044361 | 0 | 0.06443 | 0 | 0
LV Sub HH Metered | 0 | 0.17637 | 0.069764 | 0.17616 | 0.11112 | 0 | 0 | 0 | 0 | 0.084528 | 0.0643 | 0.025434 | 0.064223 | 0.040512 | 0 | 0 | 0 | 0
HV HH Metered | 0 | 0.14907 | 0.058967 | 0.11912 | 0 | 0 | 0 | 0 | 0 | 0.071446 | 0.054349 | 0.021498 | 0.043427 | 0 | 0 | 0 | 0 | 0
3203. Standard reactive p/kVArh
Data sources:
x1 = 3202. Standard components p/kWh for reactive power (absolute value)
x2 = 1092. Average kVAr by kVA, by network level
x3 = 1010. Power factor for all flows in the network model (in Financial and general assumptions)
Calculation =x1*x2*x3
| GSPs | Assets 132kV | Assets 132kV/EHV | Assets EHV | Assets EHV/HV | Assets 132kV/HV | Assets HV | Assets HV/LV | Assets LV circuits | Transmission exit | Operating 132kV | Operating 132kV/EHV | Operating EHV | Operating EHV/HV | Operating 132kV/HV | Operating HV | Operating HV/LV | Operating LV circuits
LV HH Metered | 0 | 0.033843 | 0.014575 | 0.036802 | 0.023738 | 0 | 0.024134 | 0 | 0 | 0.01622 | 0.012338 | 0.0053135 | 0.013417 | 0.0086543 | 0 | 0.012569 | 0 | 0
LV Sub HH Metered | 0 | 0.030907 | 0.01331 | 0.033608 | 0.021678 | 0 | 0 | 0 | 0 | 0.014813 | 0.011268 | 0.0048525 | 0.012253 | 0.0079033 | 0 | 0 | 0 | 0
HV HH Metered | 0 | 0.026123 | 0.01125 | 0.022726 | 0 | 0 | 0 | 0 | 0 | 0.01252 | 0.009524 | 0.0041015 | 0.0082852 | 0 | 0 | 0 | 0 | 0
3204. Absolute value of load coefficient (kW peak / average kW)
Data sources:
x1 = 2302. Load coefficient
Calculation =ABS(x1)
Absolute load coefficient
LV Generation Intermittent | 1
LV Generation Non-Intermittent | 1
LV Sub Generation Intermittent | 1
LV Sub Generation Non-Intermittent | 1
HV Generation Intermittent | 1
HV Generation Non-Intermittent | 1
3205. Pay-as-you-go components p/kWh for reactive power (absolute value)
Data sources:
x1 = 2901. Unit cost at each level, £/kW/year (relative to system simultaneous maximum load)
x2 = 3204. Absolute value of load coefficient (kW peak / average kW)
x3 = 2001. Loss adjustment factor to transmission (in Loss adjustment factors to transmission)
x4 = 2004. Loss adjustment factor to transmission for each network level
x5 = 2804. Proportion of annual charge covered by contributions (for all charging levels)
x6 = 3201. Network use factors for generator reactive unit charges
x7 = 1010. Days in the charging year (in Financial and general assumptions)
Calculation =x1*x2*x3/x4*(1-x5)*x6/(24*x7)*100
| GSPs | Assets 132kV | Assets 132kV/EHV | Assets EHV | Assets EHV/HV | Assets 132kV/HV | Assets HV | Assets HV/LV | Assets LV circuits | Transmission exit | Operating 132kV | Operating 132kV/EHV | Operating EHV | Operating EHV/HV | Operating 132kV/HV | Operating HV | Operating HV/LV | Operating LV circuits
LV Generation Intermittent | 0 | 0.13162 | 0.052063 | 0.13146 | 0.082928 | 0 | 0.10539 | 0.095683 | 0.0022733 | 0.063082 | 0.047986 | 0.018981 | 0.047928 | 0.030233 | 0 | 0.054888 | 0.049834 | 0.027626
LV Generation Non-Intermittent | 0 | 0.13162 | 0.052063 | 0.13146 | 0.082928 | 0 | 0.10539 | 0.095683 | 0.0022733 | 0.063082 | 0.047986 | 0.018981 | 0.047928 | 0.030233 | 0 | 0.054888 | 0.049834 | 0.027626
LV Sub Generation Intermittent | 0 | 0.12538 | 0.049595 | 0.12523 | 0.078996 | 0 | 0.10039 | 0.0039063 | 0 | 0.060091 | 0.045711 | 0.018081 | 0.045656 | 0.0288 | 0 | 0.052286 | 0.047472 | 0
LV Sub Generation Non-Intermittent | 0 | 0.12538 | 0.049595 | 0.12523 | 0.078996 | 0 | 0.10039 | 0.0039063 | 0 | 0.060091 | 0.045711 | 0.018081 | 0.045656 | 0.0288 | 0 | 0.052286 | 0.047472 | 0
HV Generation Intermittent | 0 | 0.12376 | 0.048953 | 0.12361 | 0.033529 | 0 | 0.01274 | 0 | 0 | 0.059313 | 0.045119 | 0.017847 | 0.045065 | 0.028427 | 0 | 0.051609 | 0 | 0
HV Generation Non-Intermittent | 0 | 0.12376 | 0.048953 | 0.12361 | 0.033529 | 0 | 0.01274 | 0 | 0 | 0.059313 | 0.045119 | 0.017847 | 0.045065 | 0.028427 | 0 | 0.051609 | 0 | 0
3206. Pay-as-you-go reactive p/kVArh
Data sources:
x1 = 3205. Pay-as-you-go components p/kWh for reactive power (absolute value)
x2 = 1092. Average kVAr by kVA, by network level
x3 = 1010. Power factor for all flows in the network model (in Financial and general assumptions)
Calculation =x1*x2*x3
| GSPs | Assets 132kV | Assets 132kV/EHV | Assets EHV | Assets EHV/HV | Assets 132kV/HV | Assets HV | Assets HV/LV | Assets LV circuits | Transmission exit | Operating 132kV | Operating 132kV/EHV | Operating EHV | Operating EHV/HV | Operating 132kV/HV | Operating HV | Operating HV/LV | Operating LV circuits
LV Generation Intermittent | 0 | 0.023065 | 0.0099329 | 0.025081 | 0.016178 | 0 | 0.020559 | 0.018666 | 0.00044348 | 0.011054 | 0.0084089 | 0.0036213 | 0.009144 | 0.0058981 | 0 | 0.010708 | 0.0097219 | 0.0053894
LV Generation Non-Intermittent | 0 | 0.023065 | 0.0099329 | 0.025081 | 0.016178 | 0 | 0.020559 | 0.018666 | 0.00044348 | 0.011054 | 0.0084089 | 0.0036213 | 0.009144 | 0.0058981 | 0 | 0.010708 | 0.0097219 | 0.0053894
LV Sub Generation Intermittent | 0 | 0.021972 | 0.009462 | 0.023892 | 0.015411 | 0 | 0.019585 | 0.00076206 | 0 | 0.01053 | 0.0080103 | 0.0034496 | 0.0087105 | 0.0056185 | 0 | 0.0102 | 0.009261 | 0
LV Sub Generation Non-Intermittent | 0 | 0.021972 | 0.009462 | 0.023892 | 0.015411 | 0 | 0.019585 | 0.00076206 | 0 | 0.01053 | 0.0080103 | 0.0034496 | 0.0087105 | 0.0056185 | 0 | 0.0102 | 0.009261 | 0
HV Generation Intermittent | 0 | 0.021687 | 0.0093396 | 0.023583 | 0.0065409 | 0 | 0.0024855 | 0 | 0 | 0.010394 | 0.0079066 | 0.003405 | 0.0085978 | 0.0055457 | 0 | 0.010068 | 0 | 0
HV Generation Non-Intermittent | 0 | 0.021687 | 0.0093396 | 0.023583 | 0.0065409 | 0 | 0.0024855 | 0 | 0 | 0.010394 | 0.0079066 | 0.003405 | 0.0085978 | 0.0055457 | 0 | 0.010068 | 0 | 0

## Aggreg
Aggregation for Electricity North West in 2017/18 (v1)
This sheet aggregates elements of tariffs excluding revenue matching and final adjustments and rounding.
3301. Unit rate 1 p/kWh (elements)
Data sources:
x1 = 3004. Unit rate 1 total p/kWh (taking account of standing charges) — for Tariffs with Unit rate 1 p/kWh from Standard 1 kWh
x2 = 2903. Pay-as-you-go unit rate 1 (p/kWh) — for Tariffs with Unit rate 1 p/kWh from PAYG 1 kWh
x3 = 2903. Pay-as-you-go unit rate 1 (p/kWh) — for Tariffs with Unit rate 1 p/kWh from PAYG 1 kWh & customer
x4 = 2902. Pay-as-you-go yardstick unit rate (p/kWh) — for Tariffs with Unit rate 1 p/kWh from PAYG yardstick kWh
x5 = 2203. LV unmetered service model asset charge (p/kWh) — for Tariffs with Unit rate 1 p/kWh from PAYG 1 kWh & customer
x6 = 2712. Operating expenditure for unmetered customer assets (p/kWh) — for Tariffs with Unit rate 1 p/kWh from PAYG 1 kWh & customer
Combine tables = x1 or x2 or x3 or x4 or x5 or x6
| GSPs | Assets 132kV | Assets 132kV/EHV | Assets EHV | Assets EHV/HV | Assets 132kV/HV | Assets HV | Assets HV/LV | Assets LV circuits | Assets LV customer | Assets HV customer | Transmission exit | Operating 132kV | Operating 132kV/EHV | Operating EHV | Operating EHV/HV | Operating 132kV/HV | Operating HV | Operating HV/LV | Operating LV circuits | Operating LV customer | Operating HV customer
Domestic Unrestricted | 0 | 0.24474 | 0.096807 | 0.23758 | 0.14987 | 0 | 0.19046 | 0.17292 | 0 |  |  | 0.12293 | 0.089225 | 0.035294 | 0.086616 | 0.054638 | 0 | 0.099194 | 0.09006 | 0
Domestic Two Rate | 0 | 0.29121 | 0.11519 | 0.28172 | 0.17771 | 0 | 0.22584 | 0.20505 | 0 |  |  | 0.1471 | 0.10617 | 0.041996 | 0.10271 | 0.064789 | 0 | 0.11762 | 0.10679 | 0
Domestic Off Peak (related MPAN) | 0 | 0.02779 | 0.010992 | 0.035393 | 0.022326 | 0 | 0.028373 | 0.02576 | 0 |  |  | 0.0068343 | 0.010132 | 0.0040076 | 0.012904 | 0.0081396 | 0 | 0.014777 | 0.013417 | 0
Small Non Domestic Unrestricted | 0 | 0.23376 | 0.092467 | 0.23615 | 0.14896 | 0 | 0.18931 | 0.17188 | 0 |  |  | 0.11028 | 0.085225 | 0.033711 | 0.086094 | 0.054308 | 0 | 0.098595 | 0.089517 | 0
Small Non Domestic Two Rate | 0 | 0.23998 | 0.094924 | 0.23985 | 0.1513 | 0 | 0.19228 | 0.17457 | 0 |  |  | 0.11527 | 0.08749 | 0.034607 | 0.087445 | 0.055161 | 0 | 0.10014 | 0.090922 | 0
Small Non Domestic Off Peak (related MPAN) | 0 | 0.020096 | 0.0079491 | 0.026913 | 0.016977 | 0 | 0.021575 | 0.019588 | 0 |  |  | 0.0037107 | 0.0073265 | 0.002898 | 0.0098119 | 0.0061894 | 0 | 0.011237 | 0.010202 | 0
LV Medium Non-Domestic | 0 | 0.19779 | 0.078238 | 0.1962 | 0.12376 | 0 | 0.15728 | 0.1428 | 0 |  |  | 0.096227 | 0.07211 | 0.028524 | 0.07153 | 0.045121 | 0 | 0.081917 | 0.074374 | 0
LV Sub Medium Non-Domestic | 0 | 0.18592 | 0.07354 | 0.18465 | 0.11648 | 0 | 0.14802 | 0 | 0 |  |  | 0.090264 | 0.06778 | 0.026811 | 0.067318 | 0.042464 | 0 | 0.077093 | 0 | 0
HV Medium Non-Domestic | 0 | 0.22929 | 0.090695 | 0.18286 | 0 | 0 | 0 | 0 | 0 |  |  | 0.11065 | 0.083592 | 0.033065 | 0.066667 | 0 | 0 | 0 | 0 | 0
LV Network Domestic | 0 | 1.4785 | 0.58482 | 1.2462 | 0.78612 | 0 | 0.99903 | 0.90704 | 0 |  |  | 0.89336 | 0.53902 | 0.21321 | 0.45434 | 0.2866 | 0 | 0.52032 | 0.47241 | 0
LV Network Non-Domestic Non-CT | 0 | 1.4378 | 0.56871 | 1.2115 | 0.76424 | 0 | 0.97122 | 0.88179 | 0 |  |  | 0.86924 | 0.52417 | 0.20734 | 0.4417 | 0.27862 | 0 | 0.50583 | 0.45926 | 0
LV HH Metered | 0 | 1.2512 | 0.49492 | 1.0544 | 0.66514 | 0 | 0.67623 | 0 | 0 |  |  | 0.75628 | 0.45615 | 0.18043 | 0.38442 | 0.24249 | 0 | 0.35219 | 0 | 0
LV Sub HH Metered | 0 | 1.1822 | 0.46762 | 0.99628 | 0.62846 | 0 | 0 | 0 | 0 |  |  | 0.71457 | 0.43099 | 0.17048 | 0.36322 | 0.22912 | 0 | 0 | 0 | 0
HV HH Metered | 0 | 1.0545 | 0.41713 | 0.71097 | 0 | 0 | 0 | 0 | 0 |  |  | 0.63741 | 0.38446 | 0.15207 | 0.2592 | 0 | 0 | 0 | 0 | 0
NHH UMS category A | 0 | 0.14473 | 0.057249 | 0.14459 | 0.091208 | 0 | 0.11591 | 0.10524 | 0.0025003 |  |  | 0.069335 | 0.052765 | 0.020872 | 0.052714 | 0.033252 | 0 | 0.060369 | 0.05481 | 0.030385 | 1.527
NHH UMS category B | 0 | 0.1858 | 0.073496 | 0.16428 | 0.10363 | 0 | 0.1317 | 0.11957 | 0.0028408 |  |  | 0.10817 | 0.06774 | 0.026795 | 0.059893 | 0.037781 | 0 | 0.068591 | 0.062275 | 0.034523 | 1.527
NHH UMS category C | 0 | 0.34238 | 0.13543 | 0.29589 | 0.18665 | 0 | 0.2372 | 0.21536 | 0.0051165 |  |  | 0.20547 | 0.12482 | 0.049375 | 0.10787 | 0.068046 | 0 | 0.12354 | 0.11216 | 0.062178 | 1.527
NHH UMS category D | 0 | 0.12468 | 0.049317 | 0.1396 | 0.088063 | 0 | 0.11191 | 0.10161 | 0.0024141 |  |  | 0.046219 | 0.045454 | 0.01798 | 0.050896 | 0.032106 | 0 | 0.058287 | 0.05292 | 0.029337 | 1.527
LV UMS (Pseudo HH Metered) | 0 | 3.2607 | 1.2898 | 2.6622 | 1.6793 | 0 | 2.1341 | 1.9376 | 0.046035 |  |  | 2.0966 | 1.1888 | 0.47022 | 0.97056 | 0.61223 | 0 | 1.1115 | 1.0092 | 0.55944 | 1.527
LV Generation NHH or Aggregate HH | 0 | -0.13162 | -0.052063 | -0.13146 | -0.082928 | 0 | -0.10539 | -0.095683 | 0 |  |  | -0.063082 | -0.047986 | -0.018981 | -0.047928 | -0.030233 | 0 | -0.054888 | -0.049834 | 0
LV Sub Generation NHH | 0 | -0.12538 | -0.049595 | -0.12523 | -0.078996 | 0 | -0.10039 | 0 | 0 |  |  | -0.060091 | -0.045711 | -0.018081 | -0.045656 | -0.0288 | 0 | -0.052286 | 0 | 0
LV Generation Intermittent | 0 | -0.13162 | -0.052063 | -0.13146 | -0.082928 | 0 | -0.10539 | -0.095683 | 0 |  |  | -0.063082 | -0.047986 | -0.018981 | -0.047928 | -0.030233 | 0 | -0.054888 | -0.049834 | 0
LV Generation Non-Intermittent | 0 | -1.0439 | -0.4129 | -0.87971 | -0.55492 | 0 | -0.70521 | -0.64028 | 0 |  |  | -0.63096 | -0.38057 | -0.15053 | -0.32072 | -0.20231 | 0 | -0.36729 | -0.33347 | 0
LV Sub Generation Intermittent | 0 | -0.12538 | -0.049595 | -0.12523 | -0.078996 | 0 | -0.10039 | 0 | 0 |  |  | -0.060091 | -0.045711 | -0.018081 | -0.045656 | -0.0288 | 0 | -0.052286 | 0 | 0
LV Sub Generation Non-Intermittent | 0 | -0.99437 | -0.39333 | -0.838 | -0.52861 | 0 | -0.67178 | 0 | 0 |  |  | -0.60104 | -0.36252 | -0.1434 | -0.30551 | -0.19272 | 0 | -0.34988 | 0 | 0
HV Generation Intermittent | 0 | -0.12376 | -0.048953 | -0.12361 | -0.033529 | 0 | 0 | 0 | 0 |  |  | -0.059313 | -0.045119 | -0.017847 | -0.045065 | -0.028427 | 0 | 0 | 0 | 0
HV Generation Non-Intermittent | 0 | -0.9815 | -0.38824 | -0.82716 | -0.22436 | 0 | 0 | 0 | 0 |  |  | -0.59326 | -0.35783 | -0.14154 | -0.30156 | -0.19023 | 0 | 0 | 0 | 0
3302. Unit rate 2 p/kWh (elements)
Data sources:
x1 = 3005. Unit rate 2 total p/kWh (taking account of standing charges) — for Tariffs with Unit rate 2 p/kWh from Standard 2 kWh
x2 = 2904. Pay-as-you-go unit rate 2 (p/kWh) — for Tariffs with Unit rate 2 p/kWh from PAYG 2 kWh
x3 = 2904. Pay-as-you-go unit rate 2 (p/kWh) — for Tariffs with Unit rate 2 p/kWh from PAYG 2 kWh & customer
x4 = 2203. LV unmetered service model asset charge (p/kWh) — for Tariffs with Unit rate 2 p/kWh from PAYG 2 kWh & customer
x5 = 2712. Operating expenditure for unmetered customer assets (p/kWh) — for Tariffs with Unit rate 2 p/kWh from PAYG 2 kWh & customer
Combine tables = x1 or x2 or x3 or x4 or x5
| GSPs | Assets 132kV | Assets 132kV/EHV | Assets EHV | Assets EHV/HV | Assets 132kV/HV | Assets HV | Assets HV/LV | Assets LV circuits | Assets LV customer | Assets HV customer | Transmission exit | Operating 132kV | Operating 132kV/EHV | Operating EHV | Operating EHV/HV | Operating 132kV/HV | Operating HV | Operating HV/LV | Operating LV circuits | Operating LV customer | Operating HV customer
Domestic Unrestricted
Domestic Two Rate | 0 | 0.021762 | 0.0086082 | 0.030237 | 0.019074 | 0 | 0.02424 | 0.022008 | 0 |  |  | 0.0027999 | 0.007934 | 0.0031384 | 0.011024 | 0.0069538 | 0 | 0.012624 | 0.011462 | 0
Domestic Off Peak (related MPAN)
Small Non Domestic Unrestricted
Small Non Domestic Two Rate | 0 | 0.018251 | 0.0072193 | 0.025358 | 0.015996 | 0 | 0.020328 | 0.018456 | 0 |  |  | 0.0023482 | 0.0066539 | 0.002632 | 0.0092449 | 0.0058317 | 0 | 0.010587 | 0.0096125 | 0
Small Non Domestic Off Peak (related MPAN)
LV Medium Non-Domestic | 0 | 0.013813 | 0.0054639 | 0.019193 | 0.012107 | 0 | 0.015386 | 0.013969 | 0 |  |  | 0.0017772 | 0.005036 | 0.001992 | 0.0069971 | 0.0044138 | 0 | 0.0080132 | 0.0072753 | 0
LV Sub Medium Non-Domestic | 0 | 0.013158 | 0.0052049 | 0.018283 | 0.011533 | 0 | 0.014656 | 0 | 0 |  |  | 0.001693 | 0.0047973 | 0.0018976 | 0.0066654 | 0.0042046 | 0 | 0.0076333 | 0 | 0
HV Medium Non-Domestic | 0 | 0.01641 | 0.0064912 | 0.018241 | 0 | 0 | 0 | 0 | 0 |  |  | 0.0021113 | 0.0059828 | 0.0023665 | 0.0066501 | 0 | 0 | 0 | 0 | 0
LV Network Domestic | 0 | 0.14777 | 0.058452 | 0.2024 | 0.12767 | 0 | 0.16225 | 0.14731 | 0 |  |  | 0.02846 | 0.053874 | 0.02131 | 0.073789 | 0.046547 | 0 | 0.084505 | 0.076723 | 0
LV Network Non-Domestic Non-CT | 0 | 0.1437 | 0.056842 | 0.19676 | 0.12412 | 0 | 0.15774 | 0.14321 | 0 |  |  | 0.027692 | 0.05239 | 0.020723 | 0.071736 | 0.045251 | 0 | 0.082152 | 0.074588 | 0
LV HH Metered | 0 | 0.12505 | 0.049466 | 0.17125 | 0.10803 | 0 | 0.10983 | 0 | 0 |  |  | 0.024093 | 0.045592 | 0.018034 | 0.062434 | 0.039383 | 0 | 0.0572 | 0 | 0
LV Sub HH Metered | 0 | 0.11816 | 0.046738 | 0.16181 | 0.10207 | 0 | 0 | 0 | 0 |  |  | 0.022764 | 0.043077 | 0.017039 | 0.05899 | 0.037211 | 0 | 0 | 0 | 0
HV HH Metered | 0 | 0.1054 | 0.041691 | 0.11547 | 0 | 0 | 0 | 0 | 0 |  |  | 0.020306 | 0.038426 | 0.0152 | 0.042097 | 0 | 0 | 0 | 0 | 0
NHH UMS category A
NHH UMS category B
NHH UMS category C
NHH UMS category D
LV UMS (Pseudo HH Metered) | 0 | 0.11255 | 0.044521 | 0.15215 | 0.095979 | 0 | 0.12197 | 0.11074 | 0.002631 |  |  | 0.018269 | 0.041035 | 0.016231 | 0.055471 | 0.034991 | 0 | 0.063526 | 0.057677 | 0.031974 | 1.527
LV Generation NHH or Aggregate HH
LV Sub Generation NHH
LV Generation Intermittent
LV Generation Non-Intermittent | 0 | -0.10433 | -0.041269 | -0.14287 | -0.090125 | 0 | -0.11453 | -0.10399 | 0 |  |  | -0.020101 | -0.038037 | -0.015046 | -0.052088 | -0.032857 | 0 | -0.059652 | -0.054159 | 0
LV Sub Generation Intermittent
LV Sub Generation Non-Intermittent | 0 | -0.099386 | -0.039313 | -0.1361 | -0.085852 | 0 | -0.1091 | 0 | 0 |  |  | -0.019148 | -0.036234 | -0.014332 | -0.049619 | -0.0313 | 0 | -0.056824 | 0 | 0
HV Generation Intermittent
HV Generation Non-Intermittent | 0 | -0.098099 | -0.038804 | -0.13434 | -0.036439 | 0 | 0 | 0 | 0 |  |  | -0.0189 | -0.035765 | -0.014147 | -0.048976 | -0.030894 | 0 | 0 | 0 | 0
3303. Unit rate 3 p/kWh (elements)
Data sources:
x1 = 3006. Unit rate 3 total p/kWh (taking account of standing charges) — for Tariffs with Unit rate 3 p/kWh from Standard 3 kWh
x2 = 2905. Pay-as-you-go unit rate 3 (p/kWh) — for Tariffs with Unit rate 3 p/kWh from PAYG 3 kWh
x3 = 2905. Pay-as-you-go unit rate 3 (p/kWh) — for Tariffs with Unit rate 3 p/kWh from PAYG 3 kWh & customer
x4 = 2203. LV unmetered service model asset charge (p/kWh) — for Tariffs with Unit rate 3 p/kWh from PAYG 3 kWh & customer
x5 = 2712. Operating expenditure for unmetered customer assets (p/kWh) — for Tariffs with Unit rate 3 p/kWh from PAYG 3 kWh & customer
Combine tables = x1 or x2 or x3 or x4 or x5
| GSPs | Assets 132kV | Assets 132kV/EHV | Assets EHV | Assets EHV/HV | Assets 132kV/HV | Assets HV | Assets HV/LV | Assets LV circuits | Assets LV customer | Assets HV customer | Transmission exit | Operating 132kV | Operating 132kV/EHV | Operating EHV | Operating EHV/HV | Operating 132kV/HV | Operating HV | Operating HV/LV | Operating LV circuits | Operating LV customer | Operating HV customer
Domestic Unrestricted
Domestic Two Rate
Domestic Off Peak (related MPAN)
Small Non Domestic Unrestricted
Small Non Domestic Two Rate
Small Non Domestic Off Peak (related MPAN)
LV Medium Non-Domestic
LV Sub Medium Non-Domestic
HV Medium Non-Domestic
LV Network Domestic | 0 | 0.019565 | 0.0077389 | 0.027189 | 0.017151 | 0 | 0.021796 | 0.019789 | 0 |  |  | 0.0025163 | 0.0071328 | 0.0028214 | 0.0099124 | 0.0062528 | 0 | 0.011352 | 0.010306 | 0
LV Network Non-Domestic Non-CT | 0 | 0.019026 | 0.0075258 | 0.026432 | 0.016673 | 0 | 0.021189 | 0.019238 | 0 |  |  | 0.0024484 | 0.0069363 | 0.0027437 | 0.0096365 | 0.0060787 | 0 | 0.011036 | 0.01002 | 0
LV HH Metered | 0 | 0.016557 | 0.0065492 | 0.023005 | 0.014511 | 0 | 0.014753 | 0 | 0 |  |  | 0.0021302 | 0.0060363 | 0.0023877 | 0.0083869 | 0.0052905 | 0 | 0.0076838 | 0 | 0
LV Sub HH Metered | 0 | 0.015644 | 0.006188 | 0.021736 | 0.013711 | 0 | 0 | 0 | 0 |  |  | 0.0020127 | 0.0057033 | 0.002256 | 0.0079243 | 0.0049987 | 0 | 0 | 0 | 0
HV HH Metered | 0 | 0.013955 | 0.0055198 | 0.015511 | 0 | 0 | 0 | 0 | 0 |  |  | 0.0017954 | 0.0050875 | 0.0020124 | 0.005655 | 0 | 0 | 0 | 0 | 0
NHH UMS category A
NHH UMS category B
NHH UMS category C
NHH UMS category D
LV UMS (Pseudo HH Metered) | 0 | 0.015179 | 0.0060042 | 0.02109 | 0.013304 | 0 | 0.016907 | 0.01535 | 0.0003647 |  |  | 0.0019529 | 0.005534 | 0.002189 | 0.007689 | 0.0048503 | 0 | 0.0088056 | 0.0079948 | 0.004432 | 1.527
LV Generation NHH or Aggregate HH
LV Sub Generation NHH
LV Generation Intermittent
LV Generation Non-Intermittent | 0 | -0.013813 | -0.0054639 | -0.019193 | -0.012107 | 0 | -0.015386 | -0.013969 | 0 |  |  | -0.0017772 | -0.005036 | -0.001992 | -0.0069971 | -0.0044138 | 0 | -0.0080132 | -0.0072753 | 0
LV Sub Generation Intermittent
LV Sub Generation Non-Intermittent | 0 | -0.013158 | -0.0052049 | -0.018283 | -0.011533 | 0 | -0.014656 | 0 | 0 |  |  | -0.001693 | -0.0047973 | -0.0018976 | -0.0066654 | -0.0042046 | 0 | -0.0076333 | 0 | 0
HV Generation Intermittent
HV Generation Non-Intermittent | 0 | -0.012988 | -0.0051375 | -0.018046 | -0.0048949 | 0 | 0 | 0 | 0 |  |  | -0.001671 | -0.0047352 | -0.001873 | -0.0065791 | -0.0041501 | 0 | 0 | 0 | 0
3304. Fixed charge p/MPAN/day (elements)
Data sources:
x1 = 3107. Fixed charge from standing charges factors p/MPAN/day — for Tariffs with Fixed charge p/MPAN/day from Fixed from network & customer
x2 = 2206. Service model p/MPAN/day (in Replacement annuities for service models) — for Tariffs with Fixed charge p/MPAN/day from Customer
x3 = 2206. Service model p/MPAN/day (in Replacement annuities for service models) — for Tariffs with Fixed charge p/MPAN/day from Fixed from network & customer
x4 = 2711. Operating expenditure for customer assets p/MPAN/day total (in Operating expenditure for customer assets p/MPAN/day) — for Tariffs with Fixed charge p/MPAN/day from Customer
x5 = 2711. Operating expenditure for customer assets p/MPAN/day total (in Operating expenditure for customer assets p/MPAN/day) — for Tariffs with Fixed charge p/MPAN/day from Fixed from network & customer
Combine tables = x1 or x2 or x3 or x4 or x5
| GSPs | Assets 132kV | Assets 132kV/EHV | Assets EHV | Assets EHV/HV | Assets 132kV/HV | Assets HV | Assets HV/LV | Assets LV circuits | Assets LV customer | Assets HV customer | Transmission exit | Operating 132kV | Operating 132kV/EHV | Operating EHV | Operating EHV/HV | Operating 132kV/HV | Operating HV | Operating HV/LV | Operating LV circuits | Operating LV customer | Operating HV customer
Domestic Unrestricted | 0 | 0 | 0 | 0 | 0 | 0 | 0 | 0 | 0.03652 | 0 | 0 | 0 | 0 | 0 | 0 | 0 | 0 | 0 | 0 | 0.44381 | 2.6496 | 0
Domestic Two Rate | 0 | 0 | 0 | 0 | 0 | 0 | 0 | 0 | 0.03652 | 0 | 0 | 0 | 0 | 0 | 0 | 0 | 0 | 0 | 0 | 0.44381 | 2.6496 | 0
Domestic Off Peak (related MPAN)
Small Non Domestic Unrestricted | 0 | 0 | 0 | 0 | 0 | 0 | 0 | 0 | 0.03652 | 0 | 0 | 0 | 0 | 0 | 0 | 0 | 0 | 0 | 0 | 0.44381 | 2.6496 | 0
Small Non Domestic Two Rate | 0 | 0 | 0 | 0 | 0 | 0 | 0 | 0 | 0.03652 | 0 | 0 | 0 | 0 | 0 | 0 | 0 | 0 | 0 | 0 | 0.44381 | 2.6496 | 0
Small Non Domestic Off Peak (related MPAN)
LV Medium Non-Domestic | 0 | 0 | 0 | 0 | 0 | 0 | 0 | 0 | 0 | 0 | 0 | 0 | 0 | 0 | 0 | 0 | 0 | 0 | 0 | 0 | 10.5752 | 0
LV Sub Medium Non-Domestic | 0 | 0 | 0 | 0 | 0 | 0 | 0 | 0 | 0 | 0 | 0 | 0 | 0 | 0 | 0 | 0 | 0 | 0 | 0 | 0 | 39.9874 | 0
HV Medium Non-Domestic | 0 | 0 | 0 | 12.8383 | 17.4117 | 0 | 5.0675 | 0 | 0 | 0 | 0 | 0 | 0 | 0 | 4.6805 | 14.7625 | 0 | 20.5275 | 0 | 0 | 0 | 87.9269
LV Network Domestic | 0 | 0 | 0 | 0 | 0 | 0 | 0 | 0 | 0.03652 | 0 | 0 | 0 | 0 | 0 | 0 | 0 | 0 | 0 | 0 | 0.44381 | 2.6496 | 0
LV Network Non-Domestic Non-CT | 0 | 0 | 0 | 0 | 0 | 0 | 0 | 0 | 0.03652 | 0 | 0 | 0 | 0 | 0 | 0 | 0 | 0 | 0 | 0 | 0.44381 | 2.6496 | 0
LV HH Metered | [9 empty] | 0 | 0 | [9 empty] | 12.4567 | 0
LV Sub HH Metered | [9 empty] | 0 | 0 | [9 empty] | 39.9874 | 0
HV HH Metered | [9 empty] | 0 | 0 | [9 empty] | 0 | 87.9269
NHH UMS category A
NHH UMS category B
NHH UMS category C
NHH UMS category D
LV UMS (Pseudo HH Metered)
LV Generation NHH or Aggregate HH | [9 empty] | 0 | 0 | [9 empty] | 0 | 0
LV Sub Generation NHH | [9 empty] | 0 | 0 | [9 empty] | 0 | 0
LV Generation Intermittent | [9 empty] | 0 | 0 | [9 empty] | 0 | 0
LV Generation Non-Intermittent | [9 empty] | 0 | 0 | [9 empty] | 0 | 0
LV Sub Generation Intermittent | [9 empty] | 0 | 0 | [9 empty] | 0 | 0
LV Sub Generation Non-Intermittent | [9 empty] | 0 | 0 | [9 empty] | 0 | 0
HV Generation Intermittent | [9 empty] | 0 | 0 | [9 empty] | 0 | 5.9207
HV Generation Non-Intermittent | [9 empty] | 0 | 0 | [9 empty] | 0 | 5.9207
3305. Capacity charge p/kVA/day (elements)
Data sources:
x1 = 3002. Capacity charge p/kVA/day — for Tariffs with Capacity charge p/kVA/day from Capacity
Copy cells = x1
| GSPs | Assets 132kV | Assets 132kV/EHV | Assets EHV | Assets EHV/HV | Assets 132kV/HV | Assets HV | Assets HV/LV | Assets LV circuits | Assets LV customer | Assets HV customer | Transmission exit | Operating 132kV | Operating 132kV/EHV | Operating EHV | Operating EHV/HV | Operating 132kV/HV | Operating HV | Operating HV/LV | Operating LV circuits | Operating LV customer | Operating HV customer
Domestic Unrestricted
Domestic Two Rate
Domestic Off Peak (related MPAN)
Small Non Domestic Unrestricted
Small Non Domestic Two Rate
Small Non Domestic Off Peak (related MPAN)
LV Medium Non-Domestic
LV Sub Medium Non-Domestic
HV Medium Non-Domestic
LV Network Domestic
LV Network Non-Domestic Non-CT
LV HH Metered | 0 | 0 | 0 | 0 | 0 | 0 | 0.30117 | 1.3672 | 0.028331 |  |  | 0 | 0 | 0 | 0 | 0 | 0 | 0.15685 | 0.71206 | 0.34429
LV Sub HH Metered | 0 | 0 | 0 | 0 | 0 | 0 | 1.4344 | 0.055816 | 0 |  |  | 0 | 0 | 0 | 0 | 0 | 0 | 0.74709 | 0.6783 | 0
HV HH Metered | 0 | 0 | 0 | 0.4612 | 0.62549 | 0 | 0.18204 | 0 | 0 |  |  | 0 | 0 | 0 | 0.16814 | 0.53032 | 0 | 0.73742 | 0 | 0
NHH UMS category A
NHH UMS category B
NHH UMS category C
NHH UMS category D
LV UMS (Pseudo HH Metered)
LV Generation NHH or Aggregate HH
LV Sub Generation NHH
LV Generation Intermittent
LV Generation Non-Intermittent
LV Sub Generation Intermittent
LV Sub Generation Non-Intermittent
HV Generation Intermittent
HV Generation Non-Intermittent
3306. Reactive power charge p/kVArh (elements)
Data sources:
x1 = 3206. Pay-as-you-go reactive p/kVArh
x2 = 3203. Standard reactive p/kVArh
Combine tables = x1 or x2
| GSPs | Assets 132kV | Assets 132kV/EHV | Assets EHV | Assets EHV/HV | Assets 132kV/HV | Assets HV | Assets HV/LV | Assets LV circuits | Assets LV customer | Assets HV customer | Transmission exit | Operating 132kV | Operating 132kV/EHV | Operating EHV | Operating EHV/HV | Operating 132kV/HV | Operating HV | Operating HV/LV | Operating LV circuits | Operating LV customer | Operating HV customer
Domestic Unrestricted
Domestic Two Rate
Domestic Off Peak (related MPAN)
Small Non Domestic Unrestricted
Small Non Domestic Two Rate
Small Non Domestic Off Peak (related MPAN)
LV Medium Non-Domestic
LV Sub Medium Non-Domestic
HV Medium Non-Domestic
LV Network Domestic
LV Network Non-Domestic Non-CT
LV HH Metered | 0 | 0.033843 | 0.014575 | 0.036802 | 0.023738 | 0 | 0.024134 | 0 | 0 |  |  | 0.01622 | 0.012338 | 0.0053135 | 0.013417 | 0.0086543 | 0 | 0.012569 | 0 | 0
LV Sub HH Metered | 0 | 0.030907 | 0.01331 | 0.033608 | 0.021678 | 0 | 0 | 0 | 0 |  |  | 0.014813 | 0.011268 | 0.0048525 | 0.012253 | 0.0079033 | 0 | 0 | 0 | 0
HV HH Metered | 0 | 0.026123 | 0.01125 | 0.022726 | 0 | 0 | 0 | 0 | 0 |  |  | 0.01252 | 0.009524 | 0.0041015 | 0.0082852 | 0 | 0 | 0 | 0 | 0
NHH UMS category A
NHH UMS category B
NHH UMS category C
NHH UMS category D
LV UMS (Pseudo HH Metered)
LV Generation NHH or Aggregate HH
LV Sub Generation NHH
LV Generation Intermittent | 0 | 0.023065 | 0.0099329 | 0.025081 | 0.016178 | 0 | 0.020559 | 0.018666 | 0.00044348 |  |  | 0.011054 | 0.0084089 | 0.0036213 | 0.009144 | 0.0058981 | 0 | 0.010708 | 0.0097219 | 0.0053894
LV Generation Non-Intermittent | 0 | 0.023065 | 0.0099329 | 0.025081 | 0.016178 | 0 | 0.020559 | 0.018666 | 0.00044348 |  |  | 0.011054 | 0.0084089 | 0.0036213 | 0.009144 | 0.0058981 | 0 | 0.010708 | 0.0097219 | 0.0053894
LV Sub Generation Intermittent | 0 | 0.021972 | 0.009462 | 0.023892 | 0.015411 | 0 | 0.019585 | 0.00076206 | 0 |  |  | 0.01053 | 0.0080103 | 0.0034496 | 0.0087105 | 0.0056185 | 0 | 0.0102 | 0.009261 | 0
LV Sub Generation Non-Intermittent | 0 | 0.021972 | 0.009462 | 0.023892 | 0.015411 | 0 | 0.019585 | 0.00076206 | 0 |  |  | 0.01053 | 0.0080103 | 0.0034496 | 0.0087105 | 0.0056185 | 0 | 0.0102 | 0.009261 | 0
HV Generation Intermittent | 0 | 0.021687 | 0.0093396 | 0.023583 | 0.0065409 | 0 | 0.0024855 | 0 | 0 |  |  | 0.010394 | 0.0079066 | 0.003405 | 0.0085978 | 0.0055457 | 0 | 0.010068 | 0 | 0
HV Generation Non-Intermittent | 0 | 0.021687 | 0.0093396 | 0.023583 | 0.0065409 | 0 | 0.0024855 | 0 | 0 |  |  | 0.010394 | 0.0079066 | 0.003405 | 0.0085978 | 0.0055457 | 0 | 0.010068 | 0 | 0
3307. Summary of charges before revenue matching
Data sources:
x1 = 3301. Unit rate 1 p/kWh (elements)
x2 = 3302. Unit rate 2 p/kWh (elements)
x3 = 3303. Unit rate 3 p/kWh (elements)
x4 = 3304. Fixed charge p/MPAN/day (elements)
x5 = 3305. Capacity charge p/kVA/day (elements)
x6 = 3306. Reactive power charge p/kVArh (elements)
Kind: | Cell summation | Cell summation | Cell summation | Cell summation | Cell summation | Cell summation
Formula: | =SUM(x1) | =SUM(x2) | =SUM(x3) | =SUM(x4) | =SUM(x5) | =SUM(x6)
| Unit rate 1 p/kWh (total) | Unit rate 2 p/kWh (total) | Unit rate 3 p/kWh (total) | Fixed charge p/MPAN/day (total) | Capacity charge p/kVA/day (total) | Reactive power charge p/kVArh
Domestic Unrestricted | 1.6703 | 0 | 0 | 3.13 | 0 | 0
Domestic Two Rate | 1.9839 | 0.18186 | 0 | 3.13 | 0 | 0
Domestic Off Peak (related MPAN) | 0.22085 | 0 | 0 | 0 | 0 | 0
Small Non Domestic Unrestricted | 1.6303 | 0 | 0 | 3.13 | 0 | 0
Small Non Domestic Two Rate | 1.664 | 0.15252 | 0 | 3.13 | 0 | 0
Small Non Domestic Off Peak (related MPAN) | 0.16447 | 0 | 0 | 0 | 0 | 0
LV Medium Non-Domestic | 1.3659 | 0.11544 | 0 | 10.5752 | 0 | 0
LV Sub Medium Non-Domestic | 1.0803 | 0.089726 | 0 | 39.9874 | 0 | 0
HV Medium Non-Domestic | 0.79682 | 0.058253 | 0 | 163.2149 | 0 | 0
LV Network Domestic | 9.381 | 1.2311 | 0.16352 | 3.13 | 0 | 0
LV Network Non-Domestic Non-CT | 9.1214 | 1.1969 | 0.15898 | 3.13 | 0 | 0
LV HH Metered | 6.5139 | 0.81036 | 0.10729 | 12.4567 | 2.9099 | 0.2016
LV Sub HH Metered | 5.1829 | 0.60785 | 0.080174 | 39.9874 | 2.9157 | 0.15059
HV HH Metered | 3.6158 | 0.37859 | 0.049536 | 87.9269 | 2.7046 | 0.09453
NHH UMS category A | 2.563 | 0 | 0 | 0 | 0 | 0
NHH UMS category B | 2.7741 | 0 | 0 | 0 | 0 | 0
NHH UMS category C | 3.7985 | 0 | 0 | 0 | 0 | 0
NHH UMS category D | 2.4778 | 0 | 0 | 0 | 0 | 0
LV UMS (Pseudo HH Metered) | 22.5552 | 2.4868 | 1.6587 | 0 | 0 | 0
LV Generation NHH or Aggregate HH | -0.91208 | 0 | 0 | 0 | 0 | 0
LV Sub Generation NHH | -0.73022 | 0 | 0 | 0 | 0 | 0
LV Generation Intermittent | -0.91208 | 0 | 0 | 0 | 0 | 0.17787
LV Generation Non-Intermittent | -6.6227 | -0.86906 | -0.11544 | 0 | 0 | 0.17787
LV Sub Generation Intermittent | -0.73022 | 0 | 0 | 0 | 0 | 0.14686
LV Sub Generation Non-Intermittent | -5.3812 | -0.67721 | -0.089726 | 0 | 0 | 0.14686
HV Generation Intermittent | -0.52562 | 0 | 0 | 5.9207 | 0 | 0.10955
HV Generation Non-Intermittent | -4.0057 | -0.45636 | -0.060075 | 5.9207 | 0 | 0.10955

## Revenue
Revenue shortfall or surplus for Electricity North West in 2017/18 (v1)
3401. Net revenues by tariff before matching (£)
Data sources:
x1 = 1010. Days in the charging year (in Financial and general assumptions)
x2 = 3307. Fixed charge p/MPAN/day (total) (in Summary of charges before revenue matching)
x3 = 2305. MPANs (in Equivalent volume for each end user)
x4 = 3307. Capacity charge p/kVA/day (total) (in Summary of charges before revenue matching)
x5 = 2305. Import capacity (kVA) (in Equivalent volume for each end user)
x6 = 3307. Unit rate 1 p/kWh (total) (in Summary of charges before revenue matching)
x7 = 2305. Rate 1 units (MWh) (in Equivalent volume for each end user)
x8 = 3307. Unit rate 2 p/kWh (total) (in Summary of charges before revenue matching)
x9 = 2305. Rate 2 units (MWh) (in Equivalent volume for each end user)
x10 = 3307. Unit rate 3 p/kWh (total) (in Summary of charges before revenue matching)
x11 = 2305. Rate 3 units (MWh) (in Equivalent volume for each end user)
x12 = 3307. Reactive power charge p/kVArh (in Summary of charges before revenue matching)
x13 = 2305. Reactive power units (MVArh) (in Equivalent volume for each end user)
Calculation =0.01*x1*(x2*x3+x4*x5)+10*(x6*x7+x8*x9+x10*x11+x12*x13)
Net revenues
Domestic Unrestricted | 134215524.438
Domestic Two Rate | 12348827.8147
Domestic Off Peak (related MPAN) | 36788.363
Small Non Domestic Unrestricted | 27104455.9747
Small Non Domestic Two Rate | 10188826.9665
Small Non Domestic Off Peak (related MPAN) | 29973.7849
LV Medium Non-Domestic | 0
LV Sub Medium Non-Domestic | 0
HV Medium Non-Domestic | 82241.4257
LV Network Domestic | 0
LV Network Non-Domestic Non-CT | 7951712.8891
LV HH Metered | 42451665.2924
LV Sub HH Metered | 19247554.0971
HV HH Metered | 45667302.5252
NHH UMS category A | 939873.0637
NHH UMS category B | 281547.0742
NHH UMS category C | 10096.7668
NHH UMS category D | 1.9485
LV UMS (Pseudo HH Metered) | 7583288.3053
LV Generation NHH or Aggregate HH | -6955.1048
LV Sub Generation NHH | 0
LV Generation Intermittent | -263279.7676
LV Generation Non-Intermittent | -20806.2873
LV Sub Generation Intermittent | -10247.6111
LV Sub Generation Non-Intermittent | -2215.0193
HV Generation Intermittent | -1841577.7435
HV Generation Non-Intermittent | -2594512.3283
3402. Target CDCM revenue
Data sources:
x1 = 1001. Value (in CDCM target revenue)
x2 = Target CDCM revenue (£/year) (in Target CDCM revenue)
x3 = 1001. Revenue elements and subtotals (£/year) (in CDCM target revenue)
Kind: | Special calculation | Calculation
Formula: | = derived from x1 | =x2-x3
| Target CDCM revenue (£/year) | Check (should be zero)
Latest Forecast of CDCM Revenue | 382984944.8173 | 0
3403. Revenue surplus or shortfall
Data sources:
x1 = 3401. Net revenues by tariff before matching (£)
x2 = 3402. Target CDCM revenue (£/year) (in Target CDCM revenue)
x3 = Total net revenues before matching (£) (in Revenue surplus or shortfall)
Kind: | Cell summation | Calculation
Formula: | =SUM(x1) | =x2-x3
| Total net revenues before matching (£) | Revenue shortfall (surplus) £
Revenue surplus or shortfall | 303400086.8679 | 79584857.9494

## Scaler
Revenue matching for Electricity North West in 2017/18 (v1)
This sheet modifies tariffs so that the total expected net revenues matches the target.
3501. Factor to scale to £1/kW at transmission exit level
Data sources:
x1 = 2901. Unit cost at each level, £/kW/year (relative to system simultaneous maximum load)
Calculation =IF(x1,1/x1,0)
Transmission exit
Factor to scale to £1/kW at transmission exit level | 0.20006
3502. Applicability factor for £1/kW scaler
Data sources:
x1 = 3501. Factor to scale to £1/kW at transmission exit level
x2 = Zero for other levels
Combine tables = x1 or x2
| GSPs | Assets 132kV | Assets 132kV/EHV | Assets EHV | Assets EHV/HV | Assets 132kV/HV | Assets HV | Assets HV/LV | Assets LV circuits | Assets LV customer | Assets HV customer | Transmission exit | Operating 132kV | Operating 132kV/EHV | Operating EHV | Operating EHV/HV | Operating 132kV/HV | Operating HV | Operating HV/LV | Operating LV circuits | Operating LV customer | Operating HV customer
Applicability factor for £1/kW scaler | 0 | 0 | 0 | 0 | 0 | 0 | 0 | 0 | 0 | 0 | 0 | 0.20006 | 0 | 0 | 0 | 0 | 0 | 0 | 0 | 0 | 0 | 0
3503. Scalable elements of tariff components
Data sources:
x1 = 3301. Unit rate 1 p/kWh (elements)
x2 = 3502. Applicability factor for £1/kW scaler
x3 = 3302. Unit rate 2 p/kWh (elements)
x4 = 3303. Unit rate 3 p/kWh (elements)
x5 = 3304. Fixed charge p/MPAN/day (elements)
x6 = 3305. Capacity charge p/kVA/day (elements)
x7 = 3306. Reactive power charge p/kVArh (elements)
Kind: | Sum-product calculation | Sum-product calculation | Sum-product calculation | Sum-product calculation | Sum-product calculation | Sum-product calculation
Formula: | =SUMPRODUCT(x1, x2) | =SUMPRODUCT(x3, x2) | =SUMPRODUCT(x4, x2) | =SUMPRODUCT(x5, x2) | =SUMPRODUCT(x6, x2) | =SUMPRODUCT(x7, x2)
| Unit rate 1 p/kWh scalable part | Unit rate 2 p/kWh scalable part | Unit rate 3 p/kWh scalable part | Fixed charge p/MPAN/day scalable part | Capacity charge p/kVA/day scalable part | Reactive power charge p/kVArh scalable part
Domestic Unrestricted | 0.024593 | 0 | 0 | 0 | 0 | 0
Domestic Two Rate | 0.029428 | 0.00056015 | 0 | 0 | 0 | 0
Domestic Off Peak (related MPAN) | 0.0013673 | 0 | 0 | 0 | 0 | 0
Small Non Domestic Unrestricted | 0.022062 | 0 | 0 | 0 | 0 | 0
Small Non Domestic Two Rate | 0.023062 | 0.00046978 | 0 | 0 | 0 | 0
Small Non Domestic Off Peak (related MPAN) | 0.00074237 | 0 | 0 | 0 | 0 | 0
LV Medium Non-Domestic | 0.019251 | 0.00035555 | 0 | 0 | 0 | 0
LV Sub Medium Non-Domestic | 0.018058 | 0.00033869 | 0 | 0 | 0 | 0
HV Medium Non-Domestic | 0.022137 | 0.00042239 | 0 | 0 | 0 | 0
LV Network Domestic | 0.17873 | 0.0056938 | 0.00050341 | 0 | 0 | 0
LV Network Non-Domestic Non-CT | 0.1739 | 0.00554 | 0.00048982 | 0 | 0 | 0
LV HH Metered | 0.1513 | 0.0048201 | 0.00042617 | 0 | 0 | 0.003245
LV Sub HH Metered | 0.14296 | 0.0045542 | 0.00040266 | 0 | 0 | 0.0029634
HV HH Metered | 0.12752 | 0.0040625 | 0.00035919 | 0 | 0 | 0.0025048
NHH UMS category A | 0.013871 | 0 | 0 | 0 | 0 | 0
NHH UMS category B | 0.021641 | 0 | 0 | 0 | 0 | 0
NHH UMS category C | 0.041106 | 0 | 0 | 0 | 0 | 0
NHH UMS category D | 0.0092465 | 0 | 0 | 0 | 0 | 0
LV UMS (Pseudo HH Metered) | 0.41944 | 0.003655 | 0.00039071 | 0 | 0 | 0
LV Generation NHH or Aggregate HH | -0.01262 | 0 | 0 | 0 | 0 | 0
LV Sub Generation NHH | -0.012022 | 0 | 0 | 0 | 0 | 0
LV Generation Intermittent | -0.01262 | 0 | 0 | 0 | 0 | 0.0022115
LV Generation Non-Intermittent | -0.12623 | -0.0040214 | -0.00035555 | 0 | 0 | 0.0022115
LV Sub Generation Intermittent | -0.012022 | 0 | 0 | 0 | 0 | 0.0021067
LV Sub Generation Non-Intermittent | -0.12025 | -0.0038307 | -0.00033869 | 0 | 0 | 0.0021067
HV Generation Intermittent | -0.011866 | 0 | 0 | 0 | 0 | 0.0020794
HV Generation Non-Intermittent | -0.11869 | -0.0037811 | -0.00033431 | 0 | 0 | 0.0020794
3504. Marginal revenue effect of scaler
Data sources:
x1 = 2302. Load coefficient
x2 = 3503. Unit rate 1 p/kWh scalable part (in Scalable elements of tariff components)
x3 = 2305. Rate 1 units (MWh) (in Equivalent volume for each end user)
x4 = 3503. Unit rate 2 p/kWh scalable part (in Scalable elements of tariff components)
x5 = 2305. Rate 2 units (MWh) (in Equivalent volume for each end user)
x6 = 3503. Unit rate 3 p/kWh scalable part (in Scalable elements of tariff components)
x7 = 2305. Rate 3 units (MWh) (in Equivalent volume for each end user)
x8 = 3503. Fixed charge p/MPAN/day scalable part (in Scalable elements of tariff components)
x9 = 1010. Days in the charging year (in Financial and general assumptions)
x10 = 2305. MPANs (in Equivalent volume for each end user)
x11 = 3503. Capacity charge p/kVA/day scalable part (in Scalable elements of tariff components)
x12 = 2305. Import capacity (kVA) (in Equivalent volume for each end user)
x13 = 3503. Reactive power charge p/kVArh scalable part (in Scalable elements of tariff components)
x14 = 2305. Reactive power units (MVArh) (in Equivalent volume for each end user)
Kind: | Calculation | Calculation | Calculation | Calculation | Calculation | Calculation
Formula: | =IF(x1<0,0,x2*x3*10) | =IF(x1<0,0,x4*x5*10) | =IF(x1<0,0,x6*x7*10) | =x8*x9*x10/100 | =x11*x9*x12/100 | =IF(x1<0,0,x13*x14*10)
| Effect through Unit rate 1 p/kWh | Effect through Unit rate 2 p/kWh | Effect through Unit rate 3 p/kWh | Effect through Fixed charge p/MPAN/day | Effect through Capacity charge p/kVA/day | Effect through Reactive power charge p/kVArh
Domestic Unrestricted | 1633802.0378 | 0 | 0 | 0 | 0 | 0
Domestic Two Rate | 139745.9405 | 2669.6746 | 0 | 0 | 0 | 0
Domestic Off Peak (related MPAN) | 227.7599 | 0 | 0 | 0 | 0 | 0
Small Non Domestic Unrestricted | 347685.5068 | 0 | 0 | 0 | 0 | 0
Small Non Domestic Two Rate | 131214.7928 | 1045.3079 | 0 | 0 | 0 | 0
Small Non Domestic Off Peak (related MPAN) | 135.2897 | 0 | 0 | 0 | 0 | 0
LV Medium Non-Domestic | 0 | 0 | 0 | 0 | 0 | 0
LV Sub Medium Non-Domestic | 0 | 0 | 0 | 0 | 0 | 0
HV Medium Non-Domestic | 1266.3032 | 6.6452 | 0 | 0 | 0 | 0
LV Network Domestic | 0 | 0 | 0 | 0 | 0 | 0
LV Network Non-Domestic Non-CT | 97297.2303 | 11000.3225 | 1262.4608 | 0 | 0 | 0
LV HH Metered | 372703.5072 | 42217.9247 | 4848.5675 | 0 | 0 | 8654.4172
LV Sub HH Metered | 195543.3028 | 22636.6264 | 2675.7913 | 0 | 0 | 3393.6884
HV HH Metered | 650785.9497 | 70738.0908 | 10274.9933 | 0 | 0 | 9733.9603
NHH UMS category A | 5086.758 | 0 | 0 | 0 | 0 | 0
NHH UMS category B | 2196.3666 | 0 | 0 | 0 | 0 | 0
NHH UMS category C | 109.2636 | 0 | 0 | 0 | 0 | 0
NHH UMS category D | 0.0072713 | 0 | 0 | 0 | 0 | 0
LV UMS (Pseudo HH Metered) | 59957.1455 | 1204.0559 | 833.8344 | 0 | 0 | 0
LV Generation NHH or Aggregate HH | 0 | 0 | 0 | 0 | 0 | 0
LV Sub Generation NHH | 0 | 0 | 0 | 0 | 0 | 0
LV Generation Intermittent | 0 | 0 | 0 | 0 | 0 | 0
LV Generation Non-Intermittent | 0 | 0 | 0 | 0 | 0 | 0
LV Sub Generation Intermittent | 0 | 0 | 0 | 0 | 0 | 0
LV Sub Generation Non-Intermittent | 0 | 0 | 0 | 0 | 0 | 0
HV Generation Intermittent | 0 | 0 | 0 | 0 | 0 | 0
HV Generation Non-Intermittent | 0 | 0 | 0 | 0 | 0 | 0
3505. Scaler value at which the minimum is breached
Data sources:
x1 = 3503. Unit rate 1 p/kWh scalable part (in Scalable elements of tariff components)
x2 = 3307. Unit rate 1 p/kWh (total) (in Summary of charges before revenue matching)
x3 = 3503. Unit rate 2 p/kWh scalable part (in Scalable elements of tariff components)
x4 = 3307. Unit rate 2 p/kWh (total) (in Summary of charges before revenue matching)
x5 = 3503. Unit rate 3 p/kWh scalable part (in Scalable elements of tariff components)
x6 = 3307. Unit rate 3 p/kWh (total) (in Summary of charges before revenue matching)
x7 = 3503. Fixed charge p/MPAN/day scalable part (in Scalable elements of tariff components)
x8 = 3307. Fixed charge p/MPAN/day (total) (in Summary of charges before revenue matching)
x9 = 3503. Capacity charge p/kVA/day scalable part (in Scalable elements of tariff components)
x10 = 3307. Capacity charge p/kVA/day (total) (in Summary of charges before revenue matching)
x11 = 3503. Reactive power charge p/kVArh scalable part (in Scalable elements of tariff components)
x12 = 3307. Reactive power charge p/kVArh (in Summary of charges before revenue matching)
Kind: | Calculation | Calculation | Calculation | Calculation | Calculation | Calculation
Formula: | =IF(x1,0-x2/x1,0) | =IF(x3,0-x4/x3,0) | =IF(x5,0-x6/x5,0) | =IF(x7,0-x8/x7,0) | =IF(x9,0-x10/x9,0) | =IF(x11,0-x12/x11,0)
| Scaler threshold for Unit rate 1 p/kWh | Scaler threshold for Unit rate 2 p/kWh | Scaler threshold for Unit rate 3 p/kWh | Scaler threshold for Fixed charge p/MPAN/day | Scaler threshold for Capacity charge p/kVA/day | Scaler threshold for Reactive power charge p/kVArh
Domestic Unrestricted | -67.9188 |  |  | 0
Domestic Two Rate | -67.4151 | -324.6702 |  | 0
Domestic Off Peak (related MPAN) | -161.5226
Small Non Domestic Unrestricted | -73.8944 |  |  | 0
Small Non Domestic Two Rate | -72.152 | -324.6617 |  | 0
Small Non Domestic Off Peak (related MPAN) | -221.5527
LV Medium Non-Domestic | -70.9504 | -324.6702 |  | 0
LV Sub Medium Non-Domestic | -59.8248 | -264.9194 |  | 0
HV Medium Non-Domestic | -35.9953 | -137.9117 |  | 0
LV Network Domestic | -52.4882 | -216.2138 | -324.8265 | 0
LV Network Non-Domestic Non-CT | -52.4521 | -216.0474 | -324.5742 | 0
LV HH Metered | -43.0524 | -168.1211 | -251.7572 | 0 | 0 | -62.128
LV Sub HH Metered | -36.2553 | -133.469 | -199.1087 | 0 | 0 | -50.8173
HV HH Metered | -28.3544 | -93.1906 | -137.9117 | 0 | 0 | -37.7399
NHH UMS category A | -184.7686
NHH UMS category B | -128.1877
NHH UMS category C | -92.4074
NHH UMS category D | -267.9756
LV UMS (Pseudo HH Metered) | -53.7742 | -680.3801 | -4245.3553
LV Generation NHH or Aggregate HH | -72.2717 |  |  | 0
LV Sub Generation NHH | -60.7411 |  |  | 0
LV Generation Intermittent | -72.2717 |  |  | 0 |  | -80.4297
LV Generation Non-Intermittent | -52.4659 | -216.1107 | -324.6702 | 0 |  | -80.4297
LV Sub Generation Intermittent | -60.7411 |  |  | 0 |  | -69.7134
LV Sub Generation Non-Intermittent | -44.7517 | -176.7841 | -264.9194 | 0 |  | -69.7134
HV Generation Intermittent | -44.2956 |  |  | 0 |  | -52.6847
HV Generation Non-Intermittent | -33.7495 | -120.6945 | -179.6997 | 0 |  | -52.6847
3506. Constraint-free solution
Data sources:
x1 = 3403. Revenue shortfall (surplus) £ (in Revenue surplus or shortfall)
x2 = 3504. Effect through Unit rate 1 p/kWh (in Marginal revenue effect of scaler)
x3 = 3504. Effect through Unit rate 2 p/kWh (in Marginal revenue effect of scaler)
x4 = 3504. Effect through Unit rate 3 p/kWh (in Marginal revenue effect of scaler)
x5 = 3504. Effect through Fixed charge p/MPAN/day (in Marginal revenue effect of scaler)
x6 = 3504. Effect through Capacity charge p/kVA/day (in Marginal revenue effect of scaler)
x7 = 3504. Effect through Reactive power charge p/kVArh (in Marginal revenue effect of scaler)
Calculation =x1/SUM(x2,x3,x4,x5,x6,x7)
Constraint-free solution
Constraint-free solution | 20.7742
3507. Starting point
Data sources:
x1 = 3506. Constraint-free solution
x2 = 3505. Scaler threshold for Unit rate 1 p/kWh (in Scaler value at which the minimum is breached)
x3 = 3505. Scaler threshold for Unit rate 2 p/kWh (in Scaler value at which the minimum is breached)
x4 = 3505. Scaler threshold for Unit rate 3 p/kWh (in Scaler value at which the minimum is breached)
x5 = 3505. Scaler threshold for Fixed charge p/MPAN/day (in Scaler value at which the minimum is breached)
x6 = 3505. Scaler threshold for Capacity charge p/kVA/day (in Scaler value at which the minimum is breached)
x7 = 3505. Scaler threshold for Reactive power charge p/kVArh (in Scaler value at which the minimum is breached)
Calculation =MIN(x1,x2,x3,x4,x5,x6,x7)
Starting point
Starting point | -4245.3553
3508. Solve for General scaler rate
Data sources:
x1 = 3507. Starting point
x2 = 3504. Effect through Unit rate 1 p/kWh (in Marginal revenue effect of scaler)
x3 = 3504. Effect through Unit rate 2 p/kWh (in Marginal revenue effect of scaler)
x4 = 3504. Effect through Unit rate 3 p/kWh (in Marginal revenue effect of scaler)
x5 = 3504. Effect through Fixed charge p/MPAN/day (in Marginal revenue effect of scaler)
x6 = 3504. Effect through Capacity charge p/kVA/day (in Marginal revenue effect of scaler)
x7 = 3504. Effect through Reactive power charge p/kVArh (in Marginal revenue effect of scaler)
x8 = Location (in Solve for General scaler rate)
x9 = Kink (in Solve for General scaler rate)
x10 = Ranking before tie break (in Solve for General scaler rate)
x11 = Counter (in Solve for General scaler rate)
x12 = Tie breaker (in Solve for General scaler rate)
x13 = Ranking (in Solve for General scaler rate)
x14 = Kink reordering (in Solve for General scaler rate)
x15 = Starting slope contributions (in Solve for General scaler rate)
x16 = New slope (in Solve for General scaler rate)
x17 = Location (ordered) (in Solve for General scaler rate)
x18 = Starting values (in Solve for General scaler rate)
x19 = 3403. Revenue shortfall (surplus) £ (in Revenue surplus or shortfall)
x20 = 3506. Constraint-free solution
x21 = Value (in Solve for General scaler rate)
Kind: | Special calculation | Special calculation | Special calculation | Special calculation | Special calculation | Fixed data | Calculation | Special calculation | Special calculation | Special calculation | Special calculation | Special calculation | Special calculation
Formula: | =x1 | Special calculation | =IF(ISERROR(x8),x9,0) | =MAX(x1,x8)*x9 | =RANK(x8,x8,1) |  | =x10*162+x11 | =RANK(x12,x12,1) | =MATCH(x11,x13,0) | =INDEX(x8,x14,1) or =x8 | Special calculation | Special calculation | Special calculation
| Location | Kink | Starting slope contributions | Starting values | Ranking before tie break | Counter | Tie breaker | Ranking | Kink reordering | Location (ordered) | New slope | Value | Root
Starting point | -4245.3553 |  |  |  |  | 0 | 0 |  |  | -4245.3553 | 0 | -315702113.2714 | 20.7742
Kink 1 | -67.9188 | 1633802.0378 | 0 | -110965832.5348 | 39 | 1 | 6319 | 39 | 73 | -4245.3553 | 833.8344 | -315702113.2714
Kink 2 | -67.4151 | 139745.9405 | 0 | -9420989.304 | 40 | 2 | 6482 | 40 | 46 | -680.3801 | 2037.8902 | -312729514.2994
Kink 3 | -161.5226 | 227.7599 | 0 | -36788.363 | 22 | 3 | 3567 | 22 | 64 | -324.8265 | 2037.8902 | -312004935.1692
Kink 4 | -73.8944 | 347685.5068 | 0 | -25691995.4492 | 32 | 4 | 5188 | 32 | 34 | -324.6702 | 2037.8902 | -312004616.6289
Kink 5 | -72.152 | 131214.7928 | 0 | -9467403.1778 | 35 | 5 | 5675 | 35 | 77 | -324.6702 | 2037.8902 | -312004616.6289
Kink 6 | -221.5527 | 135.2897 | 0 | -29973.7849 | 13 | 6 | 2112 | 13 | 29 | -324.6702 | 4707.5648 | -312004616.6289
Kink 7 | -70.9504 | 0 | 0 | 0 | 36 | 7 | 5839 | 36 | 32 | -324.6617 | 5752.8728 | -312004576.7332
Kink 8 | -59.8248 | 0 | 0 | 0 | 44 | 8 | 7136 | 44 | 65 | -324.5742 | 7015.3336 | -312004073.0363
Kink 9 | -35.9953 | 1266.3032 | 0 | -45580.9063 | 57 | 9 | 9243 | 57 | 18 | -267.9756 | 7015.3409 | -311607015.0064
Kink 10 | -52.4882 | 0 | 0 | 0 | 48 | 10 | 7786 | 48 | 35 | -264.9194 | 7015.3409 | -311585574.6288
Kink 11 | -52.4521 | 97297.2303 | 0 | -5103447.6821 | 50 | 11 | 8111 | 50 | 79 | -264.9194 | 7015.3409 | -311585574.6288
Kink 12 | -43.0524 | 372703.5072 | 0 | -16045797.5881 | 54 | 12 | 8760 | 54 | 66 | -251.7572 | 11863.9084 | -311493237.7885
Kink 13 | -36.2553 | 195543.3028 | 0 | -7089472.0657 | 56 | 13 | 9085 | 56 | 6 | -221.5527 | 11999.198 | -311134893.3892
Kink 14 | -28.3544 | 650785.9497 | 0 | -18452653.7727 | 59 | 14 | 9572 | 59 | 37 | -216.2138 | 11999.198 | -311070831.9368
Kink 15 | -184.7686 | 5086.758 | 0 | -939873.0637 | 18 | 15 | 2931 | 18 | 50 | -216.1107 | 11999.198 | -311069594.5645
Kink 16 | -128.1877 | 2196.3666 | 0 | -281547.0742 | 26 | 16 | 4228 | 26 | 38 | -216.0474 | 22999.5205 | -311068834.2999
Kink 17 | -92.4074 | 109.2636 | 0 | -10096.7668 | 29 | 17 | 4715 | 29 | 67 | -199.1087 | 25675.3118 | -310679253.4221
Kink 18 | -267.9756 | 0.0072713 | 0 | -1.9485 | 9 | 18 | 1476 | 9 | 15 | -184.7686 | 30762.0698 | -310311066.2261
Kink 19 | -53.7742 | 59957.1455 | 0 | -3224149.4155 | 45 | 19 | 7309 | 45 | 81 | -179.6997 | 30762.0698 | -310155137.25
Kink 20 | -72.2717 | 0 | 0 | 0 | 33 | 20 | 5366 | 33 | 52 | -176.7841 | 30762.0698 | -310065446.5191
Kink 21 | -60.7411 | 0 | 0 | 0 | 42 | 21 | 6825 | 42 | 39 | -168.1211 | 72979.9944 | -309798954.2758
Kink 22 | -72.2717 | 0 | 0 | 0 | 33 | 22 | 5368 | 34 | 3 | -161.5226 | 73207.7543 | -309317395.0253
Kink 23 | -52.4659 | 0 | 0 | 0 | 49 | 23 | 7961 | 49 | 36 | -137.9117 | 73214.3995 | -307588899.3025
Kink 24 | -60.7411 | 0 | 0 | 0 | 42 | 24 | 6828 | 43 | 68 | -137.9117 | 83489.3928 | -307588899.3025
Kink 25 | -44.7517 | 0 | 0 | 0 | 52 | 25 | 8449 | 52 | 40 | -133.469 | 106126.0192 | -307217979.5113
Kink 26 | -44.2956 | 0 | 0 | 0 | 53 | 26 | 8612 | 53 | 16 | -128.1877 | 108322.3857 | -306657489.726
Kink 27 | -33.7495 | 0 | 0 | 0 | 58 | 27 | 9423 | 58 | 54 | -120.6945 | 108322.3857 | -305845808.7182
Kink 28 | 0 | 0 | 0 | 0 | 60 | 28 | 9748 | 60 | 41 | -93.1906 | 179060.4765 | -302866521.4231
Kink 29 | -324.6702 | 2669.6746 | 0 | -866763.8032 | 6 | 29 | 1001 | 6 | 17 | -92.4074 | 179169.7401 | -302726295.0191
Kink 30 | 0 | 0 | 0 | 0 | 60 | 30 | 9750 | 61 | 157 | -80.4297 | 179169.7401 | -300580245.644
Kink 31 | 0 | 0 | 0 | 0 | 60 | 31 | 9751 | 62 | 158 | -80.4297 | 179169.7401 | -300580245.644
Kink 32 | -324.6617 | 1045.3079 | 0 | -339371.477 | 7 | 32 | 1166 | 7 | 4 | -73.8944 | 526855.2469 | -299409309.9524
Kink 33 | 0 | 0 | 0 | 0 | 60 | 33 | 9753 | 63 | 20 | -72.2717 | 526855.2469 | -298554420.7132
Kink 34 | -324.6702 | 0 | 0 | 0 | 4 | 34 | 682 | 4 | 22 | -72.2717 | 526855.2469 | -298554420.7132
Kink 35 | -264.9194 | 0 | 0 | 0 | 10 | 35 | 1655 | 10 | 5 | -72.152 | 658070.0396 | -298491316.019
Kink 36 | -137.9117 | 6.6452 | 0 | -916.4489 | 23 | 36 | 3762 | 23 | 7 | -70.9504 | 658070.0396 | -297700616.0703
Kink 37 | -216.2138 | 0 | 0 | 0 | 14 | 37 | 2305 | 14 | 159 | -69.7134 | 658070.0396 | -296886587.88
Kink 38 | -216.0474 | 11000.3225 | 0 | -2376590.6382 | 16 | 38 | 2630 | 16 | 160 | -69.7134 | 658070.0396 | -296886587.88
Kink 39 | -168.1211 | 42217.9247 | 0 | -7097722.6844 | 21 | 39 | 3441 | 21 | 1 | -67.9188 | 2291872.0774 | -295705590.1315
Kink 40 | -133.469 | 22636.6264 | 0 | -3021288.21 | 25 | 40 | 4090 | 25 | 2 | -67.4151 | 2431618.0179 | -294551277.2006
Kink 41 | -93.1906 | 70738.0908 | 0 | -6592122.5245 | 28 | 41 | 4577 | 28 | 147 | -62.128 | 2440272.4352 | -281695024.9223
Kink 42 | 0 | 0 | 0 | 0 | 60 | 42 | 9762 | 64 | 21 | -60.7411 | 2440272.4352 | -278310713.4101
Kink 43 | 0 | 0 | 0 | 0 | 60 | 43 | 9763 | 65 | 24 | -60.7411 | 2440272.4352 | -278310713.4101
Kink 44 | 0 | 0 | 0 | 0 | 60 | 44 | 9764 | 66 | 8 | -59.8248 | 2440272.4352 | -276074707.769
Kink 45 | 0 | 0 | 0 | 0 | 60 | 45 | 9765 | 67 | 19 | -53.7742 | 2500229.5807 | -261309550.4225
Kink 46 | -680.3801 | 1204.0559 | 0 | -819215.6126 | 2 | 46 | 370 | 2 | 161 | -52.6847 | 2500229.5807 | -258585468.899
Kink 47 | 0 | 0 | 0 | 0 | 60 | 47 | 9767 | 68 | 162 | -52.6847 | 2500229.5807 | -258585468.899
Kink 48 | 0 | 0 | 0 | 0 | 60 | 48 | 9768 | 69 | 10 | -52.4882 | 2500229.5807 | -258094104.6677
Kink 49 | 0 | 0 | 0 | 0 | 60 | 49 | 9769 | 70 | 23 | -52.4659 | 2500229.5807 | -258038373.4713
Kink 50 | -216.1107 | 0 | 0 | 0 | 15 | 50 | 2480 | 15 | 11 | -52.4521 | 2597526.8109 | -258004011.7561
Kink 51 | 0 | 0 | 0 | 0 | 60 | 51 | 9771 | 71 | 148 | -50.8173 | 2600920.4993 | -253757495.8706
Kink 52 | -176.7841 | 0 | 0 | 0 | 20 | 52 | 3292 | 20 | 25 | -44.7517 | 2600920.4993 | -237981448.9194
Kink 53 | 0 | 0 | 0 | 0 | 60 | 53 | 9773 | 72 | 26 | -44.2956 | 2600920.4993 | -236795172.4334
Kink 54 | -120.6945 | 0 | 0 | 0 | 27 | 54 | 4428 | 27 | 12 | -43.0524 | 2973624.0065 | -233561709.8221
Kink 55 | 0 | 0 | 0 | 0 | 60 | 55 | 9775 | 73 | 149 | -37.7399 | 2983357.9668 | -217764107.3968
Kink 56 | 0 | 0 | 0 | 0 | 60 | 56 | 9776 | 74 | 13 | -36.2553 | 3178901.2695 | -213334964.8831
Kink 57 | 0 | 0 | 0 | 0 | 60 | 57 | 9777 | 75 | 9 | -35.9953 | 3180167.5727 | -212508455.2479
Kink 58 | 0 | 0 | 0 | 0 | 60 | 58 | 9778 | 76 | 27 | -33.7495 | 3180167.5727 | -205366429.9899
Kink 59 | 0 | 0 | 0 | 0 | 60 | 59 | 9779 | 77 | 14 | -28.3544 | 3830953.5225 | -188209297.3628
Kink 60 | 0 | 0 | 0 | 0 | 60 | 60 | 9780 | 78 | 28 | 0 | 3830953.5225 | -79584857.9494
Kink 61 | 0 | 0 | 0 | 0 | 60 | 61 | 9781 | 79 | 30 | 0 | 3830953.5225 | -79584857.9494
Kink 62 | 0 | 0 | 0 | 0 | 60 | 62 | 9782 | 80 | 31 | 0 | 3830953.5225 | -79584857.9494
Kink 63 | 0 | 0 | 0 | 0 | 60 | 63 | 9783 | 81 | 33 | 0 | 3830953.5225 | -79584857.9494
Kink 64 | -324.8265 | 0 | 0 | 0 | 3 | 64 | 550 | 3 | 42 | 0 | 3830953.5225 | -79584857.9494
Kink 65 | -324.5742 | 1262.4608 | 0 | -409762.1869 | 8 | 65 | 1361 | 8 | 43 | 0 | 3830953.5225 | -79584857.9494
Kink 66 | -251.7572 | 4848.5675 | 0 | -1220661.9491 | 12 | 66 | 2010 | 12 | 44 | 0 | 3830953.5225 | -79584857.9494
Kink 67 | -199.1087 | 2675.7913 | 0 | -532773.3515 | 17 | 67 | 2821 | 17 | 45 | 0 | 3830953.5225 | -79584857.9494
Kink 68 | -137.9117 | 10274.9933 | 0 | -1417042.1153 | 23 | 68 | 3794 | 24 | 47 | 0 | 3830953.5225 | -79584857.9494
Kink 69 | 0 | 0 | 0 | 0 | 60 | 69 | 9789 | 82 | 48 | 0 | 3830953.5225 | -79584857.9494
Kink 70 | 0 | 0 | 0 | 0 | 60 | 70 | 9790 | 83 | 49 | 0 | 3830953.5225 | -79584857.9494
Kink 71 | 0 | 0 | 0 | 0 | 60 | 71 | 9791 | 84 | 51 | 0 | 3830953.5225 | -79584857.9494
Kink 72 | 0 | 0 | 0 | 0 | 60 | 72 | 9792 | 85 | 53 | 0 | 3830953.5225 | -79584857.9494
Kink 73 | -4245.3553 | 833.8344 | 0 | -3539923.2772 | 1 | 73 | 235 | 1 | 55 | 0 | 3830953.5225 | -79584857.9494
Kink 74 | 0 | 0 | 0 | 0 | 60 | 74 | 9794 | 86 | 56 | 0 | 3830953.5225 | -79584857.9494
Kink 75 | 0 | 0 | 0 | 0 | 60 | 75 | 9795 | 87 | 57 | 0 | 3830953.5225 | -79584857.9494
Kink 76 | 0 | 0 | 0 | 0 | 60 | 76 | 9796 | 88 | 58 | 0 | 3830953.5225 | -79584857.9494
Kink 77 | -324.6702 | 0 | 0 | 0 | 4 | 77 | 725 | 5 | 59 | 0 | 3830953.5225 | -79584857.9494
Kink 78 | 0 | 0 | 0 | 0 | 60 | 78 | 9798 | 89 | 60 | 0 | 3830953.5225 | -79584857.9494
Kink 79 | -264.9194 | 0 | 0 | 0 | 10 | 79 | 1699 | 11 | 61 | 0 | 3830953.5225 | -79584857.9494
Kink 80 | 0 | 0 | 0 | 0 | 60 | 80 | 9800 | 90 | 62 | 0 | 3830953.5225 | -79584857.9494
Kink 81 | -179.6997 | 0 | 0 | 0 | 19 | 81 | 3159 | 19 | 63 | 0 | 3830953.5225 | -79584857.9494
Kink 82 | 0 | 0 | 0 | 0 | 60 | 82 | 9802 | 91 | 69 | 0 | 3830953.5225 | -79584857.9494
Kink 83 | 0 | 0 | 0 | 0 | 60 | 83 | 9803 | 92 | 70 | 0 | 3830953.5225 | -79584857.9494
Kink 84 | 0 | 0 | 0 | 0 | 60 | 84 | 9804 | 93 | 71 | 0 | 3830953.5225 | -79584857.9494
Kink 85 | 0 | 0 | 0 | 0 | 60 | 85 | 9805 | 94 | 72 | 0 | 3830953.5225 | -79584857.9494
Kink 86 | 0 | 0 | 0 | 0 | 60 | 86 | 9806 | 95 | 74 | 0 | 3830953.5225 | -79584857.9494
Kink 87 | 0 | 0 | 0 | 0 | 60 | 87 | 9807 | 96 | 75 | 0 | 3830953.5225 | -79584857.9494
Kink 88 | 0 | 0 | 0 | 0 | 60 | 88 | 9808 | 97 | 76 | 0 | 3830953.5225 | -79584857.9494
Kink 89 | 0 | 0 | 0 | 0 | 60 | 89 | 9809 | 98 | 78 | 0 | 3830953.5225 | -79584857.9494
Kink 90 | 0 | 0 | 0 | 0 | 60 | 90 | 9810 | 99 | 80 | 0 | 3830953.5225 | -79584857.9494
Kink 91 | 0 | 0 | 0 | 0 | 60 | 91 | 9811 | 100 | 82 | 0 | 3830953.5225 | -79584857.9494
Kink 92 | 0 | 0 | 0 | 0 | 60 | 92 | 9812 | 101 | 83 | 0 | 3830953.5225 | -79584857.9494
Kink 93 | 0 | 0 | 0 | 0 | 60 | 93 | 9813 | 102 | 84 | 0 | 3830953.5225 | -79584857.9494
Kink 94 | 0 | 0 | 0 | 0 | 60 | 94 | 9814 | 103 | 85 | 0 | 3830953.5225 | -79584857.9494
Kink 95 | 0 | 0 | 0 | 0 | 60 | 95 | 9815 | 104 | 86 | 0 | 3830953.5225 | -79584857.9494
Kink 96 | 0 | 0 | 0 | 0 | 60 | 96 | 9816 | 105 | 87 | 0 | 3830953.5225 | -79584857.9494
Kink 97 | 0 | 0 | 0 | 0 | 60 | 97 | 9817 | 106 | 88 | 0 | 3830953.5225 | -79584857.9494
Kink 98 | 0 | 0 | 0 | 0 | 60 | 98 | 9818 | 107 | 89 | 0 | 3830953.5225 | -79584857.9494
Kink 99 | 0 | 0 | 0 | 0 | 60 | 99 | 9819 | 108 | 90 | 0 | 3830953.5225 | -79584857.9494
Kink 100 | 0 | 0 | 0 | 0 | 60 | 100 | 9820 | 109 | 91 | 0 | 3830953.5225 | -79584857.9494
Kink 101 | 0 | 0 | 0 | 0 | 60 | 101 | 9821 | 110 | 92 | 0 | 3830953.5225 | -79584857.9494
Kink 102 | 0 | 0 | 0 | 0 | 60 | 102 | 9822 | 111 | 93 | 0 | 3830953.5225 | -79584857.9494
Kink 103 | 0 | 0 | 0 | 0 | 60 | 103 | 9823 | 112 | 94 | 0 | 3830953.5225 | -79584857.9494
Kink 104 | 0 | 0 | 0 | 0 | 60 | 104 | 9824 | 113 | 95 | 0 | 3830953.5225 | -79584857.9494
Kink 105 | 0 | 0 | 0 | 0 | 60 | 105 | 9825 | 114 | 96 | 0 | 3830953.5225 | -79584857.9494
Kink 106 | 0 | 0 | 0 | 0 | 60 | 106 | 9826 | 115 | 97 | 0 | 3830953.5225 | -79584857.9494
Kink 107 | 0 | 0 | 0 | 0 | 60 | 107 | 9827 | 116 | 98 | 0 | 3830953.5225 | -79584857.9494
Kink 108 | 0 | 0 | 0 | 0 | 60 | 108 | 9828 | 117 | 99 | 0 | 3830953.5225 | -79584857.9494
Kink 109 | 0 | 0 | 0 | 0 | 60 | 109 | 9829 | 118 | 100 | 0 | 3830953.5225 | -79584857.9494
Kink 110 | 0 | 0 | 0 | 0 | 60 | 110 | 9830 | 119 | 101 | 0 | 3830953.5225 | -79584857.9494
Kink 111 | 0 | 0 | 0 | 0 | 60 | 111 | 9831 | 120 | 102 | 0 | 3830953.5225 | -79584857.9494
Kink 112 | 0 | 0 | 0 | 0 | 60 | 112 | 9832 | 121 | 103 | 0 | 3830953.5225 | -79584857.9494
Kink 113 | 0 | 0 | 0 | 0 | 60 | 113 | 9833 | 122 | 104 | 0 | 3830953.5225 | -79584857.9494
Kink 114 | 0 | 0 | 0 | 0 | 60 | 114 | 9834 | 123 | 105 | 0 | 3830953.5225 | -79584857.9494
Kink 115 | 0 | 0 | 0 | 0 | 60 | 115 | 9835 | 124 | 106 | 0 | 3830953.5225 | -79584857.9494
Kink 116 | 0 | 0 | 0 | 0 | 60 | 116 | 9836 | 125 | 107 | 0 | 3830953.5225 | -79584857.9494
Kink 117 | 0 | 0 | 0 | 0 | 60 | 117 | 9837 | 126 | 108 | 0 | 3830953.5225 | -79584857.9494
Kink 118 | 0 | 0 | 0 | 0 | 60 | 118 | 9838 | 127 | 109 | 0 | 3830953.5225 | -79584857.9494
Kink 119 | 0 | 0 | 0 | 0 | 60 | 119 | 9839 | 128 | 110 | 0 | 3830953.5225 | -79584857.9494
Kink 120 | 0 | 0 | 0 | 0 | 60 | 120 | 9840 | 129 | 111 | 0 | 3830953.5225 | -79584857.9494
Kink 121 | 0 | 0 | 0 | 0 | 60 | 121 | 9841 | 130 | 112 | 0 | 3830953.5225 | -79584857.9494
Kink 122 | 0 | 0 | 0 | 0 | 60 | 122 | 9842 | 131 | 113 | 0 | 3830953.5225 | -79584857.9494
Kink 123 | 0 | 0 | 0 | 0 | 60 | 123 | 9843 | 132 | 114 | 0 | 3830953.5225 | -79584857.9494
Kink 124 | 0 | 0 | 0 | 0 | 60 | 124 | 9844 | 133 | 115 | 0 | 3830953.5225 | -79584857.9494
Kink 125 | 0 | 0 | 0 | 0 | 60 | 125 | 9845 | 134 | 116 | 0 | 3830953.5225 | -79584857.9494
Kink 126 | 0 | 0 | 0 | 0 | 60 | 126 | 9846 | 135 | 117 | 0 | 3830953.5225 | -79584857.9494
Kink 127 | 0 | 0 | 0 | 0 | 60 | 127 | 9847 | 136 | 118 | 0 | 3830953.5225 | -79584857.9494
Kink 128 | 0 | 0 | 0 | 0 | 60 | 128 | 9848 | 137 | 119 | 0 | 3830953.5225 | -79584857.9494
Kink 129 | 0 | 0 | 0 | 0 | 60 | 129 | 9849 | 138 | 120 | 0 | 3830953.5225 | -79584857.9494
Kink 130 | 0 | 0 | 0 | 0 | 60 | 130 | 9850 | 139 | 121 | 0 | 3830953.5225 | -79584857.9494
Kink 131 | 0 | 0 | 0 | 0 | 60 | 131 | 9851 | 140 | 122 | 0 | 3830953.5225 | -79584857.9494
Kink 132 | 0 | 0 | 0 | 0 | 60 | 132 | 9852 | 141 | 123 | 0 | 3830953.5225 | -79584857.9494
Kink 133 | 0 | 0 | 0 | 0 | 60 | 133 | 9853 | 142 | 124 | 0 | 3830953.5225 | -79584857.9494
Kink 134 | 0 | 0 | 0 | 0 | 60 | 134 | 9854 | 143 | 125 | 0 | 3830953.5225 | -79584857.9494
Kink 135 | 0 | 0 | 0 | 0 | 60 | 135 | 9855 | 144 | 126 | 0 | 3830953.5225 | -79584857.9494
Kink 136 | 0 | 0 | 0 | 0 | 60 | 136 | 9856 | 145 | 127 | 0 | 3830953.5225 | -79584857.9494
Kink 137 | 0 | 0 | 0 | 0 | 60 | 137 | 9857 | 146 | 128 | 0 | 3830953.5225 | -79584857.9494
Kink 138 | 0 | 0 | 0 | 0 | 60 | 138 | 9858 | 147 | 129 | 0 | 3830953.5225 | -79584857.9494
Kink 139 | 0 | 0 | 0 | 0 | 60 | 139 | 9859 | 148 | 130 | 0 | 3830953.5225 | -79584857.9494
Kink 140 | 0 | 0 | 0 | 0 | 60 | 140 | 9860 | 149 | 131 | 0 | 3830953.5225 | -79584857.9494
Kink 141 | 0 | 0 | 0 | 0 | 60 | 141 | 9861 | 150 | 132 | 0 | 3830953.5225 | -79584857.9494
Kink 142 | 0 | 0 | 0 | 0 | 60 | 142 | 9862 | 151 | 133 | 0 | 3830953.5225 | -79584857.9494
Kink 143 | 0 | 0 | 0 | 0 | 60 | 143 | 9863 | 152 | 134 | 0 | 3830953.5225 | -79584857.9494
Kink 144 | 0 | 0 | 0 | 0 | 60 | 144 | 9864 | 153 | 135 | 0 | 3830953.5225 | -79584857.9494
Kink 145 | 0 | 0 | 0 | 0 | 60 | 145 | 9865 | 154 | 136 | 0 | 3830953.5225 | -79584857.9494
Kink 146 | 0 | 0 | 0 | 0 | 60 | 146 | 9866 | 155 | 137 | 0 | 3830953.5225 | -79584857.9494
Kink 147 | -62.128 | 8654.4172 | 0 | -537681.6436 | 41 | 147 | 6789 | 41 | 138 | 0 | 3830953.5225 | -79584857.9494
Kink 148 | -50.8173 | 3393.6884 | 0 | -172458.1038 | 51 | 148 | 8410 | 51 | 139 | 0 | 3830953.5225 | -79584857.9494
Kink 149 | -37.7399 | 9733.9603 | 0 | -367358.3983 | 55 | 149 | 9059 | 55 | 140 | 0 | 3830953.5225 | -79584857.9494
Kink 150 | 0 | 0 | 0 | 0 | 60 | 150 | 9870 | 156 | 141 | 0 | 3830953.5225 | -79584857.9494
Kink 151 | 0 | 0 | 0 | 0 | 60 | 151 | 9871 | 157 | 142 | 0 | 3830953.5225 | -79584857.9494
Kink 152 | 0 | 0 | 0 | 0 | 60 | 152 | 9872 | 158 | 143 | 0 | 3830953.5225 | -79584857.9494
Kink 153 | 0 | 0 | 0 | 0 | 60 | 153 | 9873 | 159 | 144 | 0 | 3830953.5225 | -79584857.9494
Kink 154 | 0 | 0 | 0 | 0 | 60 | 154 | 9874 | 160 | 145 | 0 | 3830953.5225 | -79584857.9494
Kink 155 | 0 | 0 | 0 | 0 | 60 | 155 | 9875 | 161 | 146 | 0 | 3830953.5225 | -79584857.9494
Kink 156 | 0 | 0 | 0 | 0 | 60 | 156 | 9876 | 162 | 150 | 0 | 3830953.5225 | -79584857.9494
Kink 157 | -80.4297 | 0 | 0 | 0 | 30 | 157 | 5017 | 30 | 151 | 0 | 3830953.5225 | -79584857.9494
Kink 158 | -80.4297 | 0 | 0 | 0 | 30 | 158 | 5018 | 31 | 152 | 0 | 3830953.5225 | -79584857.9494
Kink 159 | -69.7134 | 0 | 0 | 0 | 37 | 159 | 6153 | 37 | 153 | 0 | 3830953.5225 | -79584857.9494
Kink 160 | -69.7134 | 0 | 0 | 0 | 37 | 160 | 6154 | 38 | 154 | 0 | 3830953.5225 | -79584857.9494
Kink 161 | -52.6847 | 0 | 0 | 0 | 46 | 161 | 7613 | 46 | 155 | 0 | 3830953.5225 | -79584857.9494
Kink 162 | -52.6847 | 0 | 0 | 0 | 46 | 162 | 7614 | 47 | 156 | 0 | 3830953.5225 | -79584857.9494
3509. General scaler rate
Data sources:
x1 = 3508. Root (in Solve for General scaler rate)
Calculation =MIN(x1)
General scaler rate
General scaler rate | 20.7742
3510. Scaler
Data sources:
x1 = 2302. Load coefficient
x2 = 3503. Unit rate 1 p/kWh scalable part (in Scalable elements of tariff components)
x3 = 3509. General scaler rate
x4 = 3307. Unit rate 1 p/kWh (total) (in Summary of charges before revenue matching)
x5 = 3503. Unit rate 2 p/kWh scalable part (in Scalable elements of tariff components)
x6 = 3307. Unit rate 2 p/kWh (total) (in Summary of charges before revenue matching)
x7 = 3503. Unit rate 3 p/kWh scalable part (in Scalable elements of tariff components)
x8 = 3307. Unit rate 3 p/kWh (total) (in Summary of charges before revenue matching)
x9 = 3503. Fixed charge p/MPAN/day scalable part (in Scalable elements of tariff components)
x10 = 3307. Fixed charge p/MPAN/day (total) (in Summary of charges before revenue matching)
x11 = 3503. Capacity charge p/kVA/day scalable part (in Scalable elements of tariff components)
x12 = 3307. Capacity charge p/kVA/day (total) (in Summary of charges before revenue matching)
x13 = 3503. Reactive power charge p/kVArh scalable part (in Scalable elements of tariff components)
x14 = 3307. Reactive power charge p/kVArh (in Summary of charges before revenue matching)
x15 = 1010. Days in the charging year (in Financial and general assumptions)
x16 = Fixed charge p/MPAN/day scaler (in Scaler)
x17 = 2305. MPANs (in Equivalent volume for each end user)
x18 = Capacity charge p/kVA/day scaler (in Scaler)
x19 = 2305. Import capacity (kVA) (in Equivalent volume for each end user)
x20 = Unit rate 1 p/kWh scaler (in Scaler)
x21 = 2305. Rate 1 units (MWh) (in Equivalent volume for each end user)
x22 = Unit rate 2 p/kWh scaler (in Scaler)
x23 = 2305. Rate 2 units (MWh) (in Equivalent volume for each end user)
x24 = Unit rate 3 p/kWh scaler (in Scaler)
x25 = 2305. Rate 3 units (MWh) (in Equivalent volume for each end user)
x26 = Reactive power charge p/kVArh scaler (in Scaler)
x27 = 2305. Reactive power units (MVArh) (in Equivalent volume for each end user)
Kind: | Calculation | Calculation | Calculation | Calculation | Calculation | Calculation | Calculation
Formula: | =IF(x1<0,0,IF(x2*x3+x4>0,x2*x3,0-x4)) | =IF(x1<0,0,IF(x5*x3+x6>0,x5*x3,0-x6)) | =IF(x1<0,0,IF(x7*x3+x8>0,x7*x3,0-x8)) | =IF(x1<0,0,IF(x9*x3+x10>0,x9*x3,0-x10)) | =IF(x1<0,0,IF(x11*x3+x12>0,x11*x3,0-x12)) | =IF(x1<0,0,IF(x13*x3+x14>0,x13*x3,0-x14)) | =0.01*x15*(x16*x17+x18*x19)+10*(x20*x21+x22*x23+x24*x25+x26*x27)
| Unit rate 1 p/kWh scaler | Unit rate 2 p/kWh scaler | Unit rate 3 p/kWh scaler | Fixed charge p/MPAN/day scaler | Capacity charge p/kVA/day scaler | Reactive power charge p/kVArh scaler | Net revenues by tariff from scaler
Domestic Unrestricted | 0.5109 | 0 | 0 | 0 | 0 | 0 | 33940871.9875
Domestic Two Rate | 0.61134 | 0.011637 | 0 | 0 | 0 | 0 | 2958565.3892
Domestic Off Peak (related MPAN) | 0.028404 | 0 | 0 | 0 | 0 | 0 | 4731.5217
Small Non Domestic Unrestricted | 0.45832 | 0 | 0 | 0 | 0 | 0 | 7222875.8463
Small Non Domestic Two Rate | 0.47909 | 0.0097593 | 0 | 0 | 0 | 0 | 2747593.0632
Small Non Domestic Off Peak (related MPAN) | 0.015422 | 0 | 0 | 0 | 0 | 0 | 2810.5298
LV Medium Non-Domestic | 0.39993 | 0.0073862 | 0 | 0 | 0 | 0 | 0
LV Sub Medium Non-Domestic | 0.37515 | 0.0070361 | 0 | 0 | 0 | 0 | 0
HV Medium Non-Domestic | 0.45987 | 0.0087749 | 0 | 0 | 0 | 0 | 26444.4386
LV Network Domestic | 3.7129 | 0.11828 | 0.010458 | 0 | 0 | 0 | 0
LV Network Non-Domestic Non-CT | 3.6126 | 0.11509 | 0.010176 | 0 | 0 | 0 | 2276017.7238
LV HH Metered | 3.1432 | 0.10013 | 0.0088533 | 0 | 0 | 0.067412 | 8900159.225
LV Sub HH Metered | 2.9698 | 0.09461 | 0.008365 | 0 | 0 | 0.061562 | 4658594.0665
HV HH Metered | 2.6491 | 0.084395 | 0.0074618 | 0 | 0 | 0.052035 | 15404728.2625
NHH UMS category A | 0.28816 | 0 | 0 | 0 | 0 | 0 | 105673.1459
NHH UMS category B | 0.44958 | 0 | 0 | 0 | 0 | 0 | 45627.6796
NHH UMS category C | 0.85395 | 0 | 0 | 0 | 0 | 0 | 2269.8594
NHH UMS category D | 0.19209 | 0 | 0 | 0 | 0 | 0 | 0.15105
LV UMS (Pseudo HH Metered) | 8.7136 | 0.075929 | 0.0081166 | 0 | 0 | 0 | 1287895.0595
LV Generation NHH or Aggregate HH | 0 | 0 | 0 | 0 | 0 | 0 | 0
LV Sub Generation NHH | 0 | 0 | 0 | 0 | 0 | 0 | 0
LV Generation Intermittent | 0 | 0 | 0 | 0 | 0 | 0 | 0
LV Generation Non-Intermittent | 0 | 0 | 0 | 0 | 0 | 0 | 0
LV Sub Generation Intermittent | 0 | 0 | 0 | 0 | 0 | 0 | 0
LV Sub Generation Non-Intermittent | 0 | 0 | 0 | 0 | 0 | 0 | 0
HV Generation Intermittent | 0 | 0 | 0 | 0 | 0 | 0 | 0
HV Generation Non-Intermittent | 0 | 0 | 0 | 0 | 0 | 0 | 0

## Adjust
Tariff component adjustment and rounding for Electricity North West in 2017/18 (v1)
3601. Tariffs before rounding
Data sources:
x1 = 3307. Unit rate 1 p/kWh (total) (in Summary of charges before revenue matching)
x2 = 3510. Unit rate 1 p/kWh scaler (in Scaler)
x3 = 3307. Unit rate 2 p/kWh (total) (in Summary of charges before revenue matching)
x4 = 3510. Unit rate 2 p/kWh scaler (in Scaler)
x5 = 3307. Unit rate 3 p/kWh (total) (in Summary of charges before revenue matching)
x6 = 3510. Unit rate 3 p/kWh scaler (in Scaler)
x7 = 3307. Fixed charge p/MPAN/day (total) (in Summary of charges before revenue matching)
x8 = 3510. Fixed charge p/MPAN/day scaler (in Scaler)
x9 = 3307. Capacity charge p/kVA/day (total) (in Summary of charges before revenue matching)
x10 = 3510. Capacity charge p/kVA/day scaler (in Scaler)
x11 = 3307. Reactive power charge p/kVArh (in Summary of charges before revenue matching)
x12 = 3510. Reactive power charge p/kVArh scaler (in Scaler)
Kind: | Calculation | Calculation | Calculation | Calculation | Calculation | Calculation
Formula: | =x1+x2 | =x3+x4 | =x5+x6 | =x7+x8 | =x9+x10 | =x11+x12
| Unit rate 1 p/kWh | Unit rate 2 p/kWh | Unit rate 3 p/kWh | Fixed charge p/MPAN/day | Capacity charge p/kVA/day | Reactive power charge p/kVArh
Domestic Unrestricted | 2.1812 |  |  | 3.13
Domestic Two Rate | 2.5952 | 0.1935 |  | 3.13
Domestic Off Peak (related MPAN) | 0.24925
Small Non Domestic Unrestricted | 2.0886 |  |  | 3.13
Small Non Domestic Two Rate | 2.143 | 0.16228 |  | 3.13
Small Non Domestic Off Peak (related MPAN) | 0.1799
LV Medium Non-Domestic | 1.7658 | 0.12282 |  | 10.5752
LV Sub Medium Non-Domestic | 1.4555 | 0.096762 |  | 39.9874
HV Medium Non-Domestic | 1.2567 | 0.067028 |  | 163.2149
LV Network Domestic | 13.0938 | 1.3494 | 0.17398 | 3.13
LV Network Non-Domestic Non-CT | 12.7341 | 1.312 | 0.16916 | 3.13
LV HH Metered | 9.657 | 0.91049 | 0.11614 | 12.4567 | 2.9099 | 0.26902
LV Sub HH Metered | 8.1527 | 0.70246 | 0.088539 | 39.9874 | 2.9157 | 0.21215
HV HH Metered | 6.2649 | 0.46298 | 0.056998 | 87.9269 | 2.7046 | 0.14656
NHH UMS category A | 2.8511
NHH UMS category B | 3.2237
NHH UMS category C | 4.6525
NHH UMS category D | 2.6699
LV UMS (Pseudo HH Metered) | 31.2688 | 2.5627 | 1.6668
LV Generation NHH or Aggregate HH | -0.91208 |  |  | 0
LV Sub Generation NHH | -0.73022 |  |  | 0
LV Generation Intermittent | -0.91208 |  |  | 0 |  | 0.17787
LV Generation Non-Intermittent | -6.6227 | -0.86906 | -0.11544 | 0 |  | 0.17787
LV Sub Generation Intermittent | -0.73022 |  |  | 0 |  | 0.14686
LV Sub Generation Non-Intermittent | -5.3812 | -0.67721 | -0.089726 | 0 |  | 0.14686
HV Generation Intermittent | -0.52562 |  |  | 5.9207 |  | 0.10955
HV Generation Non-Intermittent | -4.0057 | -0.45636 | -0.060075 | 5.9207 |  | 0.10955
3602. Decimal places
| Unit rate 1 p/kWh | Unit rate 2 p/kWh | Unit rate 3 p/kWh | Fixed charge p/MPAN/day | Capacity charge p/kVA/day | Reactive power charge p/kVArh
Decimal places | 3 | 3 | 3 | 2 | 2 | 3
3603. Tariff rounding
Data sources:
x1 = 3601. Unit rate 1 p/kWh before rounding (in Tariffs before rounding)
x2 = 3602. Unit rate 1 p/kWh decimal places (in Decimal places)
x3 = 3601. Unit rate 2 p/kWh before rounding (in Tariffs before rounding)
x4 = 3602. Unit rate 2 p/kWh decimal places (in Decimal places)
x5 = 3601. Unit rate 3 p/kWh before rounding (in Tariffs before rounding)
x6 = 3602. Unit rate 3 p/kWh decimal places (in Decimal places)
x7 = 3601. Fixed charge p/MPAN/day before rounding (in Tariffs before rounding)
x8 = 3602. Fixed charge p/MPAN/day decimal places (in Decimal places)
x9 = 3601. Capacity charge p/kVA/day before rounding (in Tariffs before rounding)
x10 = 3602. Capacity charge p/kVA/day decimal places (in Decimal places)
x11 = 3601. Reactive power charge p/kVArh before rounding (in Tariffs before rounding)
x12 = 3602. Reactive power charge p/kVArh decimal places (in Decimal places)
Kind: | Calculation | Calculation | Calculation | Calculation | Calculation | Calculation
Formula: | =ROUND(x1,x2)-x1 | =ROUND(x3,x4)-x3 | =ROUND(x5,x6)-x5 | =ROUND(x7,x8)-x7 | =ROUND(x9,x10)-x9 | =ROUND(x11,x12)-x11
| Unit rate 1 p/kWh | Unit rate 2 p/kWh | Unit rate 3 p/kWh | Fixed charge p/MPAN/day | Capacity charge p/kVA/day | Reactive power charge p/kVArh
Domestic Unrestricted | -0.0002199 |  |  | 4.8501e-05
Domestic Two Rate | -0.00023563 | 0.00049839 |  | 4.8501e-05
Domestic Off Peak (related MPAN) | -0.00024945
Small Non Domestic Unrestricted | 0.00043038 |  |  | 4.8501e-05
Small Non Domestic Two Rate | -4.0792e-05 | -0.00027942 |  | 4.8501e-05
Small Non Domestic Off Peak (related MPAN) | 0.00010428
LV Medium Non-Domestic | 0.00019207 | 0.00017794 |  | 0.0048312
LV Sub Medium Non-Domestic | -0.00047699 | 0.00023778 |  | 0.0026479
HV Medium Non-Domestic | 0.0003095 | -2.7945e-05 |  | -0.004934
LV Network Domestic | 0.00016112 | -0.0003513 | 2.0213e-05 | 4.8501e-05
LV Network Non-Domestic Non-CT | -5.3932e-05 | 1.9491e-06 | -0.00015893 | 4.8501e-05
LV HH Metered | -4.3566e-05 | -0.00049139 | -0.00014404 | 0.003343 | 0.00012006 | -1.5231e-05
LV Sub HH Metered | 0.00028828 | -0.00045991 | 0.00046143 | 0.0026479 | 0.0043473 | -0.00015405
HV HH Metered | 8.6934e-05 | 1.8384e-05 | 2.3224e-06 | 0.0031444 | -0.0046149 | 0.00043528
NHH UMS category A | -0.00013462
NHH UMS category B | 0.00028816
NHH UMS category C | -0.00046246
NHH UMS category D | 7.3065e-05
LV UMS (Pseudo HH Metered) | 0.00016872 | 0.00030166 | 0.00019453
LV Generation NHH or Aggregate HH | 7.8449e-05 |  |  | 0
LV Sub Generation NHH | 0.00022025 |  |  | 0
LV Generation Intermittent | 7.8449e-05 |  |  | 0 |  | 0.00012785
LV Generation Non-Intermittent | -0.00026686 | 5.8539e-05 | 0.00043585 | 0 |  | 0.00012785
LV Sub Generation Intermittent | 0.00022025 |  |  | 0 |  | 0.00013611
LV Sub Generation Non-Intermittent | 0.00017848 | 0.00020948 | -0.00027383 | 0 |  | 0.00013611
HV Generation Intermittent | -0.00037744 |  |  | -0.00070665 |  | 0.00044676
HV Generation Non-Intermittent | -0.00032015 | 0.00036175 | 7.5147e-05 | -0.00070665 |  | 0.00044676
3604. All the way tariffs
Data sources:
x1 = 3601. Unit rate 1 p/kWh before rounding (in Tariffs before rounding)
x2 = 3603. Unit rate 1 p/kWh rounding (in Tariff rounding)
x3 = 3601. Unit rate 2 p/kWh before rounding (in Tariffs before rounding)
x4 = 3603. Unit rate 2 p/kWh rounding (in Tariff rounding)
x5 = 3601. Unit rate 3 p/kWh before rounding (in Tariffs before rounding)
x6 = 3603. Unit rate 3 p/kWh rounding (in Tariff rounding)
x7 = 3601. Fixed charge p/MPAN/day before rounding (in Tariffs before rounding)
x8 = 3603. Fixed charge p/MPAN/day rounding (in Tariff rounding)
x9 = 3601. Capacity charge p/kVA/day before rounding (in Tariffs before rounding)
x10 = 3603. Capacity charge p/kVA/day rounding (in Tariff rounding)
x11 = 3601. Reactive power charge p/kVArh before rounding (in Tariffs before rounding)
x12 = 3603. Reactive power charge p/kVArh rounding (in Tariff rounding)
Kind: | Calculation | Calculation | Calculation | Calculation | Calculation | Calculation
Formula: | =x1+x2 | =x3+x4 | =x5+x6 | =x7+x8 | =x9+x10 | =x11+x12
| Unit rate 1 p/kWh | Unit rate 2 p/kWh | Unit rate 3 p/kWh | Fixed charge p/MPAN/day | Capacity charge p/kVA/day | Reactive power charge p/kVArh
Domestic Unrestricted | 2.181 |  |  | 3.13
Domestic Two Rate | 2.595 | 0.194 |  | 3.13
Domestic Off Peak (related MPAN) | 0.249
Small Non Domestic Unrestricted | 2.089 |  |  | 3.13
Small Non Domestic Two Rate | 2.143 | 0.162 |  | 3.13
Small Non Domestic Off Peak (related MPAN) | 0.18
LV Medium Non-Domestic | 1.766 | 0.123 |  | 10.58
LV Sub Medium Non-Domestic | 1.455 | 0.097 |  | 39.99
HV Medium Non-Domestic | 1.257 | 0.067 |  | 163.21
LV Network Domestic | 13.094 | 1.349 | 0.174 | 3.13
LV Network Non-Domestic Non-CT | 12.734 | 1.312 | 0.169 | 3.13
LV HH Metered | 9.657 | 0.91 | 0.116 | 12.46 | 2.91 | 0.269
LV Sub HH Metered | 8.153 | 0.702 | 0.089 | 39.99 | 2.92 | 0.212
HV HH Metered | 6.265 | 0.463 | 0.057 | 87.93 | 2.7 | 0.147
NHH UMS category A | 2.851
NHH UMS category B | 3.224
NHH UMS category C | 4.652
NHH UMS category D | 2.67
LV UMS (Pseudo HH Metered) | 31.269 | 2.563 | 1.667
LV Generation NHH or Aggregate HH | -0.912 |  |  | 0
LV Sub Generation NHH | -0.73 |  |  | 0
LV Generation Intermittent | -0.912 |  |  | 0 |  | 0.178
LV Generation Non-Intermittent | -6.623 | -0.869 | -0.115 | 0 |  | 0.178
LV Sub Generation Intermittent | -0.73 |  |  | 0 |  | 0.147
LV Sub Generation Non-Intermittent | -5.381 | -0.677 | -0.09 | 0 |  | 0.147
HV Generation Intermittent | -0.526 |  |  | 5.92 |  | 0.11
HV Generation Non-Intermittent | -4.006 | -0.456 | -0.06 | 5.92 |  | 0.11
3605. Net revenues by tariff from rounding
Data sources:
x1 = 1010. Days in the charging year (in Financial and general assumptions)
x2 = 3603. Fixed charge p/MPAN/day rounding (in Tariff rounding)
x3 = 2305. MPANs (in Equivalent volume for each end user)
x4 = 3603. Capacity charge p/kVA/day rounding (in Tariff rounding)
x5 = 2305. Import capacity (kVA) (in Equivalent volume for each end user)
x6 = 3603. Unit rate 1 p/kWh rounding (in Tariff rounding)
x7 = 2305. Rate 1 units (MWh) (in Equivalent volume for each end user)
x8 = 3603. Unit rate 2 p/kWh rounding (in Tariff rounding)
x9 = 2305. Rate 2 units (MWh) (in Equivalent volume for each end user)
x10 = 3603. Unit rate 3 p/kWh rounding (in Tariff rounding)
x11 = 2305. Rate 3 units (MWh) (in Equivalent volume for each end user)
x12 = 3603. Reactive power charge p/kVArh rounding (in Tariff rounding)
x13 = 2305. Reactive power units (MVArh) (in Equivalent volume for each end user)
Calculation =0.01*x1*(x2*x3+x4*x5)+10*(x6*x7+x8*x9+x10*x11+x12*x13)
Net revenues by tariff from rounding
Domestic Unrestricted | -14248.6951
Domestic Two Rate | 1288.2861
Domestic Off Peak (related MPAN) | -41.5541
Small Non Domestic Unrestricted | 6804.4351
Small Non Domestic Two Rate | -847.9164
Small Non Domestic Off Peak (related MPAN) | 19.0035
LV Medium Non-Domestic | 0
LV Sub Medium Non-Domestic | 0
HV Medium Non-Domestic | 16.1843
LV Network Domestic | 0
LV Network Non-Domestic Non-CT | -434.9725
LV HH Metered | -5246.4861
LV Sub HH Metered | 13109.5921
HV HH Metered | -28436.4937
NHH UMS category A | -49.3651
NHH UMS category B | 29.2455
NHH UMS category C | -1.2292
NHH UMS category D | 5.7457e-05
LV UMS (Pseudo HH Metered) | 538.6579
LV Generation NHH or Aggregate HH | 0.59822
LV Sub Generation NHH | 0
LV Generation Intermittent | 24.2593
LV Generation Non-Intermittent | 6.9655
LV Sub Generation Intermittent | 3.1553
LV Sub Generation Non-Intermittent | 0.13394
HV Generation Intermittent | -1290.1064
HV Generation Non-Intermittent | 755.2822
3606. Revenue forecast summary
Data sources:
x1 = 3403. Total net revenues before matching (£) (in Revenue surplus or shortfall)
x2 = 3510. Net revenues by tariff from scaler (in Scaler)
x3 = 3605. Net revenues by tariff from rounding
x4 = Total net revenues before matching (£) (in Revenue forecast summary)
x5 = Total net revenues from scaler (£) (in Revenue forecast summary)
x6 = Total net revenues from rounding (£) (in Revenue forecast summary)
x7 = Total net revenues (£) (in Revenue forecast summary)
x8 = 3402. Target CDCM revenue (£/year) (in Target CDCM revenue)
Kind: | Copy cells | Cell summation | Cell summation | Calculation | Calculation
Formula: | =x1 | =SUM(x2) | =SUM(x3) | =x4+x5+x6 | =x7-x8
| Total net revenues before matching (£) | Total net revenues from scaler (£) | Total net revenues from rounding (£) | Total net revenues (£) | Deviation from target revenue (£)
Revenue forecast summary | 303400086.8679 | 79584857.9494 | -28001.0197 | 382956943.7976 | -28001.0197
3607. Tariffs
Data sources:
x1 = 3604. Unit rate 1 p/kWh (in All the way tariffs)
x2 = 2304. Discount for each tariff (except for fixed charges) (in LDNO discounts and volumes adjusted for discount)
x3 = 3604. Unit rate 2 p/kWh (in All the way tariffs)
x4 = 3604. Unit rate 3 p/kWh (in All the way tariffs)
x5 = 3604. Fixed charge p/MPAN/day (in All the way tariffs)
x6 = 2304. Discount for each tariff for fixed charges only (in LDNO discounts and volumes adjusted for discount)
x7 = 3604. Capacity charge p/kVA/day (in All the way tariffs)
x8 = 3604. Reactive power charge p/kVArh (in All the way tariffs)
Kind: | Calculation | Calculation | Calculation | Calculation | Calculation | Calculation
Formula: | =ROUND(x1*(1-x2),3) | =ROUND(x3*(1-x2),3) | =ROUND(x4*(1-x2),3) | =ROUND(x5*(1-x6),2) | =ROUND(x7*(1-x2),2) | =ROUND(x8*(1-x2),3)
| Unit rate 1 p/kWh | Unit rate 2 p/kWh | Unit rate 3 p/kWh | Fixed charge p/MPAN/day | Capacity charge p/kVA/day | Reactive power charge p/kVArh
> Domestic Unrestricted
Domestic Unrestricted | 2.181 | 0 | 0 | 3.13 | 0 | 0
LDNO LV: Domestic Unrestricted | 1.408 | 0 | 0 | 2.02 | 0 | 0
LDNO HV: Domestic Unrestricted | 0.925 | 0 | 0 | 1.33 | 0 | 0
> Domestic Two Rate
Domestic Two Rate | 2.595 | 0.194 | 0 | 3.13 | 0 | 0
LDNO LV: Domestic Two Rate | 1.675 | 0.125 | 0 | 2.02 | 0 | 0
LDNO HV: Domestic Two Rate | 1.1 | 0.082 | 0 | 1.33 | 0 | 0
> Domestic Off Peak (related MPAN)
Domestic Off Peak (related MPAN) | 0.249 | 0 | 0 | 0 | 0 | 0
LDNO LV: Domestic Off Peak (related MPAN) | 0.161 | 0 | 0 | 0 | 0 | 0
LDNO HV: Domestic Off Peak (related MPAN) | 0.106 | 0 | 0 | 0 | 0 | 0
> Small Non Domestic Unrestricted
Small Non Domestic Unrestricted | 2.089 | 0 | 0 | 3.13 | 0 | 0
LDNO LV: Small Non Domestic Unrestricted | 1.348 | 0 | 0 | 2.02 | 0 | 0
LDNO HV: Small Non Domestic Unrestricted | 0.886 | 0 | 0 | 1.33 | 0 | 0
> Small Non Domestic Two Rate
Small Non Domestic Two Rate | 2.143 | 0.162 | 0 | 3.13 | 0 | 0
LDNO LV: Small Non Domestic Two Rate | 1.383 | 0.105 | 0 | 2.02 | 0 | 0
LDNO HV: Small Non Domestic Two Rate | 0.909 | 0.069 | 0 | 1.33 | 0 | 0
> Small Non Domestic Off Peak (related MPAN)
Small Non Domestic Off Peak (related MPAN) | 0.18 | 0 | 0 | 0 | 0 | 0
LDNO LV: Small Non Domestic Off Peak (related MPAN) | 0.116 | 0 | 0 | 0 | 0 | 0
LDNO HV: Small Non Domestic Off Peak (related MPAN) | 0.076 | 0 | 0 | 0 | 0 | 0
> LV Medium Non-Domestic
LV Medium Non-Domestic | 1.766 | 0.123 | 0 | 10.58 | 0 | 0
LDNO LV: LV Medium Non-Domestic | 1.14 | 0.079 | 0 | 6.83 | 0 | 0
LDNO HV: LV Medium Non-Domestic | 0.749 | 0.052 | 0 | 4.49 | 0 | 0
> LV Sub Medium Non-Domestic
LV Sub Medium Non-Domestic | 1.455 | 0.097 | 0 | 39.99 | 0 | 0
> HV Medium Non-Domestic
HV Medium Non-Domestic | 1.257 | 0.067 | 0 | 163.21 | 0 | 0
> LV Network Domestic
LV Network Domestic | 13.094 | 1.349 | 0.174 | 3.13 | 0 | 0
LDNO LV: LV Network Domestic | 8.452 | 0.871 | 0.112 | 2.02 | 0 | 0
LDNO HV: LV Network Domestic | 5.552 | 0.572 | 0.074 | 1.33 | 0 | 0
> LV Network Non-Domestic Non-CT
LV Network Non-Domestic Non-CT | 12.734 | 1.312 | 0.169 | 3.13 | 0 | 0
LDNO LV: LV Network Non-Domestic Non-CT | 8.219 | 0.847 | 0.109 | 2.02 | 0 | 0
LDNO HV: LV Network Non-Domestic Non-CT | 5.399 | 0.556 | 0.072 | 1.33 | 0 | 0
> LV HH Metered
LV HH Metered | 9.657 | 0.91 | 0.116 | 12.46 | 2.91 | 0.269
LDNO LV: LV HH Metered | 6.233 | 0.587 | 0.075 | 8.04 | 1.88 | 0.174
LDNO HV: LV HH Metered | 4.095 | 0.386 | 0.049 | 5.28 | 1.23 | 0.114
> LV Sub HH Metered
LV Sub HH Metered | 8.153 | 0.702 | 0.089 | 39.99 | 2.92 | 0.212
LDNO HV: LV Sub HH Metered | 5.421 | 0.467 | 0.059 | 26.59 | 1.94 | 0.141
> HV HH Metered
HV HH Metered | 6.265 | 0.463 | 0.057 | 87.93 | 2.7 | 0.147
LDNO HV: HV HH Metered | 4.919 | 0.364 | 0.045 | 69.04 | 2.12 | 0.115
> NHH UMS category A
NHH UMS category A | 2.851 | 0 | 0 | 0 | 0 | 0
LDNO LV: NHH UMS category A | 1.84 | 0 | 0 | 0 | 0 | 0
LDNO HV: NHH UMS category A | 1.209 | 0 | 0 | 0 | 0 | 0
> NHH UMS category B
NHH UMS category B | 3.224 | 0 | 0 | 0 | 0 | 0
LDNO LV: NHH UMS category B | 2.081 | 0 | 0 | 0 | 0 | 0
LDNO HV: NHH UMS category B | 1.367 | 0 | 0 | 0 | 0 | 0
> NHH UMS category C
NHH UMS category C | 4.652 | 0 | 0 | 0 | 0 | 0
LDNO LV: NHH UMS category C | 3.003 | 0 | 0 | 0 | 0 | 0
LDNO HV: NHH UMS category C | 1.972 | 0 | 0 | 0 | 0 | 0
> NHH UMS category D
NHH UMS category D | 2.67 | 0 | 0 | 0 | 0 | 0
LDNO LV: NHH UMS category D | 1.723 | 0 | 0 | 0 | 0 | 0
LDNO HV: NHH UMS category D | 1.132 | 0 | 0 | 0 | 0 | 0
> LV UMS (Pseudo HH Metered)
LV UMS (Pseudo HH Metered) | 31.269 | 2.563 | 1.667 | 0 | 0 | 0
LDNO LV: LV UMS (Pseudo HH Metered) | 20.183 | 1.654 | 1.076 | 0 | 0 | 0
LDNO HV: LV UMS (Pseudo HH Metered) | 13.258 | 1.087 | 0.707 | 0 | 0 | 0
> LV Generation NHH or Aggregate HH
LV Generation NHH or Aggregate HH | -0.912 | 0 | 0 | 0 | 0 | 0
LDNO LV: LV Generation NHH or Aggregate HH | -0.912 | 0 | 0 | 0 | 0 | 0
LDNO HV: LV Generation NHH or Aggregate HH | -0.912 | 0 | 0 | 0 | 0 | 0
> LV Sub Generation NHH
LV Sub Generation NHH | -0.73 | 0 | 0 | 0 | 0 | 0
LDNO HV: LV Sub Generation NHH | -0.73 | 0 | 0 | 0 | 0 | 0
> LV Generation Intermittent
LV Generation Intermittent | -0.912 | 0 | 0 | 0 | 0 | 0.178
LDNO LV: LV Generation Intermittent | -0.912 | 0 | 0 | 0 | 0 | 0.178
LDNO HV: LV Generation Intermittent | -0.912 | 0 | 0 | 0 | 0 | 0.178
> LV Generation Non-Intermittent
LV Generation Non-Intermittent | -6.623 | -0.869 | -0.115 | 0 | 0 | 0.178
LDNO LV: LV Generation Non-Intermittent | -6.623 | -0.869 | -0.115 | 0 | 0 | 0.178
LDNO HV: LV Generation Non-Intermittent | -6.623 | -0.869 | -0.115 | 0 | 0 | 0.178
> LV Sub Generation Intermittent
LV Sub Generation Intermittent | -0.73 | 0 | 0 | 0 | 0 | 0.147
LDNO HV: LV Sub Generation Intermittent | -0.73 | 0 | 0 | 0 | 0 | 0.147
> LV Sub Generation Non-Intermittent
LV Sub Generation Non-Intermittent | -5.381 | -0.677 | -0.09 | 0 | 0 | 0.147
LDNO HV: LV Sub Generation Non-Intermittent | -5.381 | -0.677 | -0.09 | 0 | 0 | 0.147
> HV Generation Intermittent
HV Generation Intermittent | -0.526 | 0 | 0 | 5.92 | 0 | 0.11
LDNO HV: HV Generation Intermittent | -0.526 | 0 | 0 | 0 | 0 | 0.11
> HV Generation Non-Intermittent
HV Generation Non-Intermittent | -4.006 | -0.456 | -0.06 | 5.92 | 0 | 0.11
LDNO HV: HV Generation Non-Intermittent | -4.006 | -0.456 | -0.06 | 0 | 0 | 0.11

## Tariffs
Tariffs for Electricity North West in 2017/18 (v1)
3701. Tariffs
Data sources:
x1 = 3607. Unit rate 1 p/kWh (in Tariffs)
x2 = 3607. Unit rate 2 p/kWh (in Tariffs)
x3 = 3607. Unit rate 3 p/kWh (in Tariffs)
x4 = 3607. Fixed charge p/MPAN/day (in Tariffs)
x5 = 3607. Capacity charge p/kVA/day (in Tariffs)
x6 = 3607. Reactive power charge p/kVArh (in Tariffs)
Kind: | Input data | Fixed data | Copy cells | Copy cells | Copy cells | Copy cells | Copy cells | Copy cells | Input data
Formula: |  |  | = x1 | = x2 | = x3 | = x4 | = x5 | = x6
| Open LLFCs | PCs | Unit rate 1 p/kWh | Unit rate 2 p/kWh | Unit rate 3 p/kWh | Fixed charge p/MPAN/day | Capacity charge p/kVA/day | Reactive power charge p/kVArh | Closed LLFCs
Domestic Unrestricted | 011, 041, 441, 511 | 1 | 2.181 | 0 | 0 | 3.13 | 0 | 0
Domestic Two Rate | 031, 051, 061, 451, 531 | 2 | 2.595 | 0.194 | 0 | 3.13 | 0 | 0
Domestic Off Peak (related MPAN) | 081, 581 | 2 | 0.249 | 0 | 0 | 0 | 0 | 0
Small Non Domestic Unrestricted | 131, 191, 631 | 3 | 2.089 | 0 | 0 | 3.13 | 0 | 0
Small Non Domestic Two Rate | 161, 171, 661 | 4 | 2.143 | 0.162 | 0 | 3.13 | 0 | 0
Small Non Domestic Off Peak (related MPAN) | 091, 591 | 4 | 0.18 | 0 | 0 | 0 | 0 | 0
LV Medium Non-Domestic | 241, 431, 481, 751 | 5-8 | 1.766 | 0.123 | 0 | 10.58 | 0 | 0
LV Sub Medium Non-Domestic | 242, 432, 482, 752 | 5-8 | 1.455 | 0.097 | 0 | 39.99 | 0 | 0
HV Medium Non-Domestic |  | 5-8 | 1.257 | 0.067 | 0 | 163.21 | 0 | 0
LV Network Domestic | 821 |  | 13.094 | 1.349 | 0.174 | 3.13 | 0 | 0
LV Network Non-Domestic Non-CT | 831 |  | 12.734 | 1.312 | 0.169 | 3.13 | 0 | 0
LV HH Metered | 801 |  | 9.657 | 0.91 | 0.116 | 12.46 | 2.91 | 0.269
LV Sub HH Metered | 802 |  | 8.153 | 0.702 | 0.089 | 39.99 | 2.92 | 0.212
HV HH Metered | 803 |  | 6.265 | 0.463 | 0.057 | 87.93 | 2.7 | 0.147
NHH UMS category A | 761 | 8 | 2.851 | 0 | 0 | 0 | 0 | 0
NHH UMS category B | 771 | 1 | 3.224 | 0 | 0 | 0 | 0 | 0
NHH UMS category C | 781 | 1 | 4.652 | 0 | 0 | 0 | 0 | 0
NHH UMS category D | 791 | 1 | 2.67 | 0 | 0 | 0 | 0 | 0
LV UMS (Pseudo HH Metered) | 811 |  | 31.269 | 2.563 | 1.667 | 0 | 0 | 0
LV Generation NHH or Aggregate HH | 961 | 8&0 | -0.912 | 0 | 0 | 0 | 0 | 0
LV Sub Generation NHH | 962 | 8 | -0.73 | 0 | 0 | 0 | 0 | 0
LV Generation Intermittent | 971 |  | -0.912 | 0 | 0 | 0 | 0 | 0.178
LV Generation Non-Intermittent | 981 |  | -6.623 | -0.869 | -0.115 | 0 | 0 | 0.178
LV Sub Generation Intermittent | 972 |  | -0.73 | 0 | 0 | 0 | 0 | 0.147
LV Sub Generation Non-Intermittent | 982 |  | -5.381 | -0.677 | -0.09 | 0 | 0 | 0.147
HV Generation Intermittent | 973 |  | -0.526 | 0 | 0 | 5.92 | 0 | 0.11
HV Generation Non-Intermittent | 983 |  | -4.006 | -0.456 | -0.06 | 5.92 | 0 | 0.11
LDNO LV: Domestic Unrestricted |  | 1 | 1.408 | 0 | 0 | 2.02 | 0 | 0
LDNO LV: Domestic Two Rate |  | 2 | 1.675 | 0.125 | 0 | 2.02 | 0 | 0
LDNO LV: Domestic Off Peak (related MPAN) |  | 2 | 0.161 | 0 | 0 | 0 | 0 | 0
LDNO LV: Small Non Domestic Unrestricted |  | 3 | 1.348 | 0 | 0 | 2.02 | 0 | 0
LDNO LV: Small Non Domestic Two Rate |  | 4 | 1.383 | 0.105 | 0 | 2.02 | 0 | 0
LDNO LV: Small Non Domestic Off Peak (related MPAN) |  | 4 | 0.116 | 0 | 0 | 0 | 0 | 0
LDNO LV: LV Medium Non-Domestic |  | 5-8 | 1.14 | 0.079 | 0 | 6.83 | 0 | 0
LDNO LV: LV Network Domestic |  |  | 8.452 | 0.871 | 0.112 | 2.02 | 0 | 0
LDNO LV: LV Network Non-Domestic Non-CT |  |  | 8.219 | 0.847 | 0.109 | 2.02 | 0 | 0
LDNO LV: LV HH Metered |  |  | 6.233 | 0.587 | 0.075 | 8.04 | 1.88 | 0.174
LDNO LV: NHH UMS category A |  | 8 | 1.84 | 0 | 0 | 0 | 0 | 0
LDNO LV: NHH UMS category B |  | 1 | 2.081 | 0 | 0 | 0 | 0 | 0
LDNO LV: NHH UMS category C |  | 1 | 3.003 | 0 | 0 | 0 | 0 | 0
LDNO LV: NHH UMS category D |  | 1 | 1.723 | 0 | 0 | 0 | 0 | 0
LDNO LV: LV UMS (Pseudo HH Metered) |  |  | 20.183 | 1.654 | 1.076 | 0 | 0 | 0
LDNO LV: LV Generation NHH or Aggregate HH |  | 8&0 | -0.912 | 0 | 0 | 0 | 0 | 0
LDNO LV: LV Generation Intermittent |  |  | -0.912 | 0 | 0 | 0 | 0 | 0.178
LDNO LV: LV Generation Non-Intermittent |  |  | -6.623 | -0.869 | -0.115 | 0 | 0 | 0.178
LDNO HV: Domestic Unrestricted |  | 1 | 0.925 | 0 | 0 | 1.33 | 0 | 0
LDNO HV: Domestic Two Rate |  | 2 | 1.1 | 0.082 | 0 | 1.33 | 0 | 0
LDNO HV: Domestic Off Peak (related MPAN) |  | 2 | 0.106 | 0 | 0 | 0 | 0 | 0
LDNO HV: Small Non Domestic Unrestricted |  | 3 | 0.886 | 0 | 0 | 1.33 | 0 | 0
LDNO HV: Small Non Domestic Two Rate |  | 4 | 0.909 | 0.069 | 0 | 1.33 | 0 | 0
LDNO HV: Small Non Domestic Off Peak (related MPAN) |  | 4 | 0.076 | 0 | 0 | 0 | 0 | 0
LDNO HV: LV Medium Non-Domestic |  | 5-8 | 0.749 | 0.052 | 0 | 4.49 | 0 | 0
LDNO HV: LV Network Domestic |  |  | 5.552 | 0.572 | 0.074 | 1.33 | 0 | 0
LDNO HV: LV Network Non-Domestic Non-CT |  |  | 5.399 | 0.556 | 0.072 | 1.33 | 0 | 0
LDNO HV: LV HH Metered |  |  | 4.095 | 0.386 | 0.049 | 5.28 | 1.23 | 0.114
LDNO HV: LV Sub HH Metered |  |  | 5.421 | 0.467 | 0.059 | 26.59 | 1.94 | 0.141
LDNO HV: HV HH Metered |  |  | 4.919 | 0.364 | 0.045 | 69.04 | 2.12 | 0.115
LDNO HV: NHH UMS category A |  | 8 | 1.209 | 0 | 0 | 0 | 0 | 0
LDNO HV: NHH UMS category B |  | 1 | 1.367 | 0 | 0 | 0 | 0 | 0
LDNO HV: NHH UMS category C |  | 1 | 1.972 | 0 | 0 | 0 | 0 | 0
LDNO HV: NHH UMS category D |  | 1 | 1.132 | 0 | 0 | 0 | 0 | 0
LDNO HV: LV UMS (Pseudo HH Metered) |  |  | 13.258 | 1.087 | 0.707 | 0 | 0 | 0
LDNO HV: LV Generation NHH or Aggregate HH |  | 8&0 | -0.912 | 0 | 0 | 0 | 0 | 0
LDNO HV: LV Sub Generation NHH |  | 8 | -0.73 | 0 | 0 | 0 | 0 | 0
LDNO HV: LV Generation Intermittent |  |  | -0.912 | 0 | 0 | 0 | 0 | 0.178
LDNO HV: LV Generation Non-Intermittent |  |  | -6.623 | -0.869 | -0.115 | 0 | 0 | 0.178
LDNO HV: LV Sub Generation Intermittent |  |  | -0.73 | 0 | 0 | 0 | 0 | 0.147
LDNO HV: LV Sub Generation Non-Intermittent |  |  | -5.381 | -0.677 | -0.09 | 0 | 0 | 0.147
LDNO HV: HV Generation Intermittent |  |  | -0.526 | 0 | 0 | 0 | 0 | 0.11
LDNO HV: HV Generation Non-Intermittent |  |  | -4.006 | -0.456 | -0.06 | 0 | 0 | 0.11

## Summary
Summary for Electricity North West in 2017/18 (v1)
This sheet is for information only. It can be deleted without affecting any calculations elsewhere in the model.
3801. Headline parameters
Data sources:
x1 = 1010. Annuity proportion for customer-contributed assets (in Financial and general assumptions)
x2 = 3606. Total net revenues from scaler (£) (in Revenue forecast summary)
x3 = 3606. Deviation from target revenue (£) (in Revenue forecast summary)
x4 = 3402. Target CDCM revenue (£/year) (in Target CDCM revenue)
Kind: | Copy cells | Copy cells | Copy cells | Calculation
Formula: | = x1 | = x2 | = x3 | =x3/x4
| Annuity proportion for customer-contributed assets | Total net revenues from scaler (£) | Deviation from target revenue (£) | Over/under recovery
Headline parameters | 0 | 79584857.9494 | -28001.0197 | -0.007311%
3802. Revenue summary
Data sources:
x1 = 1053. Rate 1 units (MWh) by tariff (in Volume forecasts for the charging year)
x2 = 1053. Rate 2 units (MWh) by tariff (in Volume forecasts for the charging year)
x3 = 1053. Rate 3 units (MWh) by tariff (in Volume forecasts for the charging year)
x4 = 1053. MPANs by tariff (in Volume forecasts for the charging year)
x5 = 1010. Days in the charging year (in Financial and general assumptions)
x6 = 3607. Fixed charge p/MPAN/day (in Tariffs)
x7 = 3607. Capacity charge p/kVA/day (in Tariffs)
x8 = 1053. Import capacity (kVA) by tariff (in Volume forecasts for the charging year)
x9 = 3607. Unit rate 1 p/kWh (in Tariffs)
x10 = 3607. Unit rate 2 p/kWh (in Tariffs)
x11 = 3607. Unit rate 3 p/kWh (in Tariffs)
x12 = 3607. Reactive power charge p/kVArh (in Tariffs)
x13 = 1053. Reactive power units (MVArh) by tariff (in Volume forecasts for the charging year)
x14 = All units (MWh) (in Revenue summary)
x15 = Net revenues (£) (in Revenue summary)
x16 = MPANs (in Revenue summary)
x17 = Revenues from unit rates (£) (in Revenue summary)
x18 = Net revenues from unit rate 1 (£) (in Revenue summary)
x19 = Net revenues from unit rate 2 (£) (in Revenue summary)
x20 = Net revenues from unit rate 3 (£) (in Revenue summary)
x21 = Revenues from fixed charges (£) (in Revenue summary)
x22 = Revenues from capacity charges (£) (in Revenue summary)
x23 = Revenues from reactive power charges (£) (in Revenue summary)
Kind: | Calculation | Copy cells | Calculation | Calculation | Calculation | Calculation | Calculation | Calculation | Calculation | Calculation | Calculation | Calculation | Calculation | Calculation | Calculation | Calculation | Calculation | Calculation | Calculation
Formula: | =x1+x2+x3 | = x4 | =0.01*x5*(x6*x4+x7*x8)+10*(x9*x1+x10*x2+x11*x3+x12*x13) | =10*(x9*x1+x10*x2+x11*x3) | =x6*x5*x4/100 | =x7*x5*x8/100 | =x12*x13*10 | =IF(x14<>0,0.1*x15/x14,"") | =IF(x16<>0,x15/x16,"") | =IF(x14<>0,0.1*x17/x14,0) | =x9*x1*10 | =x10*x2*10 | =x11*x3*10 | =IF(x17<>0,x18/x17,"") | =IF(x17<>0,x19/x17,"") | =IF(x17<>0,x20/x17,"") | =IF(x15<>0,x21/x15,"") | =IF(x15<>0,x22/x15,"") | =IF(x15<>0,x23/x15,"")
| All units (MWh) | MPANs | Net revenues (£) | Revenues from unit rates (£) | Revenues from fixed charges (£) | Revenues from capacity charges (£) | Revenues from reactive power charges (£) | Average p/kWh | Average £/MPAN | Average unit rate p/kWh | Net revenues from unit rate 1 (£) | Net revenues from unit rate 2 (£) | Net revenues from unit rate 3 (£) | Rate 1 revenue proportion | Rate 2 revenue proportion | Rate 3 revenue proportion | Fixed charge proportion | Capacity charge proportion | Reactive power charge proportion
> Domestic Unrestricted
Domestic Unrestricted | 6548048.323 | 2004921 | 165718153.8886 | 142812933.9241 | 22905219.9645 | 0 | 0 | 2.5308 | 82.6557 | 2.181 | 142812933.9241 | 0 | 0 | 100% | 0% | 0% | 13.82% | 0% | 0%
LDNO LV: Domestic Unrestricted | 107357.0234 | 34780 | 1768019.829 | 1511586.889 | 256432.94 | 0 | 0 | 1.6469 | 50.8344 | 1.408 | 1511586.889 | 0 | 0 | 100% | 0% | 0% | 14.5% | 0% | 0%
LDNO HV: Domestic Unrestricted | 61406.5315 | 18242 | 656566.2057 | 568010.4167 | 88555.789 | 0 | 0 | 1.0692 | 35.992 | 0.925 | 568010.4167 | 0 | 0 | 100% | 0% | 0% | 13.49% | 0% | 0%
> Domestic Two Rate
Domestic Two Rate | 948933.1145 | 179874 | 15260583.552 | 13205613.039 | 2054970.513 | 0 | 0 | 1.6082 | 84.8404 | 1.3916 | 12282945.3802 | 922667.6588 | 0 | 93.01% | 6.987% | 0% | 13.47% | 0% | 0%
LDNO LV: Domestic Two Rate | 497.0838 | 145 | 7767.1995 | 6698.1145 | 1069.085 | 0 | 0 | 1.5626 | 53.5669 | 1.3475 | 6566.821 | 131.2935 | 0 | 98.04% | 1.96% | 0% | 13.76% | 0% | 0%
LDNO HV: Domestic Two Rate | 5229.7859 | 1046 | 40326.6868 | 35248.8798 | 5077.807 | 0 | 0 | 0.7711 | 38.5532 | 0.674 | 33454.3231 | 1794.5567 | 0 | 94.91% | 5.091% | 0% | 12.59% | 0% | 0%
> Domestic Off Peak (related MPAN)
Domestic Off Peak (related MPAN) | 16657.9641 | 5278 | 41478.3306 | 41478.3306 | 0 | 0 | 0 | 0.249 | 7.8587 | 0.249 | 41478.3306 | 0 | 0 | 100% | 0% | 0% | 0% | 0% | 0%
LDNO LV: Domestic Off Peak (related MPAN) | 0 | 0 | 0 | 0 | 0 | 0 | 0 |  |  | 0 | 0 | 0 | 0
LDNO HV: Domestic Off Peak (related MPAN) | 0 | 0 | 0 | 0 | 0 | 0 | 0 |  |  | 0 | 0 | 0 | 0
> Small Non Domestic Unrestricted
Small Non Domestic Unrestricted | 1571617.9263 | 123214 | 34238756.8228 | 32831098.4798 | 1407658.343 | 0 | 0 | 2.1786 | 277.8804 | 2.089 | 32831098.4798 | 0 | 0 | 100% | 0% | 0% | 4.111% | 0% | 0%
LDNO LV: Small Non Domestic Unrestricted | 2761.6669 | 331 | 39667.7325 | 37227.2695 | 2440.463 | 0 | 0 | 1.4364 | 119.8421 | 1.348 | 37227.2695 | 0 | 0 | 100% | 0% | 0% | 6.152% | 0% | 0%
LDNO HV: Small Non Domestic Unrestricted | 6019.5638 | 492 | 55721.7492 | 53333.3352 | 2388.414 | 0 | 0 | 0.92568 | 113.2556 | 0.886 | 53333.3352 | 0 | 0 | 100% | 0% | 0% | 4.286% | 0% | 0%
> Small Non Domestic Two Rate
Small Non Domestic Two Rate | 791413.9827 | 33422 | 12934567.5291 | 12552737.8901 | 381829.639 | 0 | 0 | 1.6344 | 387.0076 | 1.5861 | 12192325.6089 | 360412.2812 | 0 | 97.13% | 2.871% | 0% | 2.952% | 0% | 0%
LDNO LV: Small Non Domestic Two Rate | 102.8248 | 31 | 1004.6687 | 776.1057 | 228.563 | 0 | 0 | 0.97707 | 32.4087 | 0.75478 | 723.0337 | 53.072 | 0 | 93.16% | 6.838% | 0% | 22.75% | 0% | 0%
LDNO HV: Small Non Domestic Two Rate | 0 | 0 | 0 | 0 | 0 | 0 | 0 |  |  | 0 | 0 | 0 | 0
> Small Non Domestic Off Peak (related MPAN)
Small Non Domestic Off Peak (related MPAN) | 18224.0656 | 3531 | 32803.3181 | 32803.3181 | 0 | 0 | 0 | 0.18 | 9.2901 | 0.18 | 32803.3181 | 0 | 0 | 100% | 0% | 0% | 0% | 0% | 0%
LDNO LV: Small Non Domestic Off Peak (related MPAN) | 0 | 0 | 0 | 0 | 0 | 0 | 0 |  |  | 0 | 0 | 0 | 0
LDNO HV: Small Non Domestic Off Peak (related MPAN) | 0 | 0 | 0 | 0 | 0 | 0 | 0 |  |  | 0 | 0 | 0 | 0
> LV Medium Non-Domestic
LV Medium Non-Domestic | 0 | 0 | 0 | 0 | 0 | 0 | 0 |  |  | 0 | 0 | 0 | 0
LDNO LV: LV Medium Non-Domestic | 0 | 0 | 0 | 0 | 0 | 0 | 0 |  |  | 0 | 0 | 0 | 0
LDNO HV: LV Medium Non-Domestic | 0 | 0 | 0 | 0 | 0 | 0 | 0 |  |  | 0 | 0 | 0 | 0
> LV Sub Medium Non-Domestic
LV Sub Medium Non-Domestic | 0 | 0 | 0 | 0 | 0 | 0 | 0 |  |  | 0 | 0 | 0 | 0
> HV Medium Non-Domestic
HV Medium Non-Domestic | 7293.586 | 60 | 108702.0486 | 72959.0586 | 35742.99 | 0 | 0 | 1.4904 | 1811.7008 | 1.0003 | 71905.0012 | 1054.0574 | 0 | 98.56% | 1.445% | 0% | 32.88% | 0% | 0%
> LV Network Domestic
LV Network Domestic | 0 | 0 | 0 | 0 | 0 | 0 | 0 |  |  | 0 | 0 | 0 | 0
LDNO LV: LV Network Domestic | 0 | 0 | 0 | 0 | 0 | 0 | 0 |  |  | 0 | 0 | 0 | 0
LDNO HV: LV Network Domestic | 0 | 0 | 0 | 0 | 0 | 0 | 0 |  |  | 0 | 0 | 0 | 0
> LV Network Non-Domestic Non-CT
LV Network Non-Domestic Non-CT | 512249.9808 | 5419.348 | 10227295.6403 | 10165382.2991 | 61913.3412 | 0 | 0 | 1.9965 | 1887.1819 | 1.9845 | 7124686.1556 | 2605117.0147 | 435579.1288 | 70.09% | 25.63% | 4.285% | 0.6054% | 0% | 0%
LDNO LV: LV Network Non-Domestic Non-CT | 0 | 0 | 0 | 0 | 0 | 0 | 0 |  |  | 0 | 0 | 0 | 0
LDNO HV: LV Network Non-Domestic Non-CT | 0 | 0 | 0 | 0 | 0 | 0 | 0 |  |  | 0 | 0 | 0 | 0
> LV HH Metered
LV HH Metered | 2236614.4619 | 11578.652 | 50886688.7723 | 32786134.9644 | 526585.5143 | 16858550.3632 | 715417.9305 | 2.2752 | 4394.8716 | 1.4659 | 23591323.2879 | 7889399.9056 | 1305411.7709 | 71.96% | 24.06% | 3.982% | 1.035% | 33.13% | 1.406%
LDNO LV: LV HH Metered | 3680.8365 | 14 | 51405.7953 | 32444.4054 | 410.844 | 18157.6339 | 392.912 | 1.3966 | 3671.8425 | 0.88144 | 22534.5427 | 8507.3581 | 1402.5046 | 69.46% | 26.22% | 4.323% | 0.7992% | 35.32% | 0.7643%
LDNO HV: LV HH Metered | 49363.6331 | 103 | 408036.8505 | 259915.5764 | 1985.016 | 144517.7757 | 1618.4824 | 0.82659 | 3961.5228 | 0.52653 | 174450.9647 | 72577.0245 | 12887.5872 | 67.12% | 27.92% | 4.958% | 0.4865% | 35.42% | 0.3967%
> LV Sub HH Metered
LV Sub HH Metered | 1297895.2149 | 2212 | 23905387.0226 | 15228320.5537 | 322871.262 | 8111415.8682 | 242779.3387 | 1.8419 | 10807.137 | 1.1733 | 11149085.0407 | 3488029.2515 | 591206.2616 | 73.21% | 22.9% | 3.882% | 1.351% | 33.93% | 1.016%
LDNO HV: LV Sub HH Metered | 692.4155 | 3 | 13864.3527 | 4480.9824 | 291.1605 | 9088.8215 | 3.3882 | 2.0023 | 4621.4509 | 0.64715 | 3030.2306 | 1230.6898 | 220.062 | 67.62% | 27.46% | 4.911% | 2.1% | 65.56% | 0.02444%
> HV HH Metered
HV HH Metered | 5094855.1435 | 2113 | 60813243.9855 | 41549535.8566 | 678155.7285 | 18014378.3494 | 571174.051 | 1.1936 | 28780.5225 | 0.81552 | 31889613.5976 | 8035207.3685 | 1624714.8905 | 76.75% | 19.34% | 3.91% | 1.115% | 29.62% | 0.9392%
LDNO HV: HV HH Metered | 22115.6008 | 9 | 230416.35 | 115690.6562 | 2267.964 | 112367.2597 | 90.4701 | 1.0419 | 25601.8167 | 0.52312 | 83016.3258 | 26794.234 | 5880.0963 | 71.76% | 23.16% | 5.083% | 0.9843% | 48.77% | 0.03926%
> NHH UMS category A
NHH UMS category A | 36671.2327 | 244 | 1045496.8446 | 1045496.8446 | 0 | 0 | 0 | 2.851 | 4284.8231 | 2.851 | 1045496.8446 | 0 | 0 | 100% | 0% | 0% | 0% | 0% | 0%
LDNO LV: NHH UMS category A | 0 | 0 | 0 | 0 | 0 | 0 | 0 |  |  | 0 | 0 | 0 | 0
LDNO HV: NHH UMS category A | 0 | 0 | 0 | 0 | 0 | 0 | 0 |  |  | 0 | 0 | 0 | 0
> NHH UMS category B
NHH UMS category B | 9979.0774 | 314 | 321725.4562 | 321725.4562 | 0 | 0 | 0 | 3.224 | 1024.6034 | 3.224 | 321725.4562 | 0 | 0 | 100% | 0% | 0% | 0% | 0% | 0%
LDNO LV: NHH UMS category B | 149.502 | 61 | 3111.1359 | 3111.1359 | 0 | 0 | 0 | 2.081 | 51.0022 | 2.081 | 3111.1359 | 0 | 0 | 100% | 0% | 0% | 0% | 0% | 0%
LDNO HV: NHH UMS category B | 173.1893 | 16 | 2367.4982 | 2367.4982 | 0 | 0 | 0 | 1.367 | 147.9686 | 1.367 | 2367.4982 | 0 | 0 | 100% | 0% | 0% | 0% | 0% | 0%
> NHH UMS category C
NHH UMS category C | 265.8082 | 7 | 12365.3969 | 12365.3969 | 0 | 0 | 0 | 4.652 | 1766.4853 | 4.652 | 12365.3969 | 0 | 0 | 100% | 0% | 0% | 0% | 0% | 0%
LDNO LV: NHH UMS category C | 0 | 0 | 0 | 0 | 0 | 0 | 0 |  |  | 0 | 0 | 0 | 0
LDNO HV: NHH UMS category C | 0 | 0 | 0 | 0 | 0 | 0 | 0 |  |  | 0 | 0 | 0 | 0
> NHH UMS category D
NHH UMS category D | 0.078638 | 1 | 2.0996 | 2.0996 | 0 | 0 | 0 | 2.67 | 2.0996 | 2.67 | 2.0996 | 0 | 0 | 100% | 0% | 0% | 0% | 0% | 0%
LDNO LV: NHH UMS category D | 0 | 0 | 0 | 0 | 0 | 0 | 0 |  |  | 0 | 0 | 0 | 0
LDNO HV: NHH UMS category D | 0 | 0 | 0 | 0 | 0 | 0 | 0 |  |  | 0 | 0 | 0 | 0
> LV UMS (Pseudo HH Metered)
LV UMS (Pseudo HH Metered) | 260654.3778 | 23 | 8871722.0227 | 8871722.0227 | 0 | 0 | 0 | 3.4036 | 385727.0445 | 3.4036 | 4469733.1252 | 844328.2422 | 3557660.6553 | 50.38% | 9.517% | 40.1% | 0% | 0% | 0%
LDNO LV: LV UMS (Pseudo HH Metered) | 0 | 0 | 0 | 0 | 0 | 0 | 0 |  |  | 0 | 0 | 0 | 0
LDNO HV: LV UMS (Pseudo HH Metered) | 0 | 0 | 0 | 0 | 0 | 0 | 0 |  |  | 0 | 0 | 0 | 0
> LV Generation NHH or Aggregate HH
LV Generation NHH or Aggregate HH | 762.5555 | 61 | -6954.5066 | -6954.5066 | 0 | 0 | 0 | -0.912 | -114.0083 | -0.912 | -6954.5066 | 0 | 0 | 100% | 0% | 0% | 0% | 0% | 0%
LDNO LV: LV Generation NHH or Aggregate HH | 0 | 0 | 0 | 0 | 0 | 0 | 0 |  |  | 0 | 0 | 0 | 0
LDNO HV: LV Generation NHH or Aggregate HH | 0 | 0 | 0 | 0 | 0 | 0 | 0 |  |  | 0 | 0 | 0 | 0
> LV Sub Generation NHH
LV Sub Generation NHH | 0 | 0 | 0 | 0 | 0 | 0 | 0 |  |  | 0 | 0 | 0 | 0
LDNO HV: LV Sub Generation NHH | 0 | 0 | 0 | 0 | 0 | 0 | 0 |  |  | 0 | 0 | 0 | 0
> LV Generation Intermittent
LV Generation Intermittent | 29085.8185 | 203 | -263255.5083 | -265262.6651 | 0 | 0 | 2007.1568 | -0.9051 | -1296.8252 | -0.912 | -265262.6651 | 0 | 0 | 100% | 0% | 0% | 0% | 0% | -0.7624%
LDNO LV: LV Generation Intermittent | 0 | 0 | 0 | 0 | 0 | 0 | 0 |  |  | 0 | 0 | 0 | 0
LDNO HV: LV Generation Intermittent | 0 | 0 | 0 | 0 | 0 | 0 | 0 |  |  | 0 | 0 | 0 | 0
> LV Generation Non-Intermittent
LV Generation Non-Intermittent | 2500.3567 | 21 | -20334.2963 | -20419.5095 | 0 | 0 | 85.2132 | -0.81326 | -968.2998 | -0.81666 | -12270.9109 | -6323.0206 | -1825.578 | 60.09% | 30.97% | 8.94% | 0% | 0% | -0.4191%
LDNO LV: LV Generation Non-Intermittent | 36.7111 | 2 | -465.0256 | -467.9825 | 0 | 0 | 2.9569 | -1.2667 | -232.5128 | -1.2748 | -271.841 | -182.8402 | -13.3012 | 58.09% | 39.07% | 2.842% | 0% | 0% | -0.6359%
LDNO HV: LV Generation Non-Intermittent | 0 | 0 | 0 | 0 | 0 | 0 | 0 |  |  | 0 | 0 | 0 | 0
> LV Sub Generation Intermittent
LV Sub Generation Intermittent | 1410.5415 | 24 | -10244.4558 | -10296.9527 | 0 | 0 | 52.4969 | -0.72628 | -426.8523 | -0.73 | -10296.9527 | 0 | 0 | 100% | 0% | 0% | 0% | 0% | -0.5124%
LDNO HV: LV Sub Generation Intermittent | 0 | 0 | 0 | 0 | 0 | 0 | 0 |  |  | 0 | 0 | 0 | 0
> LV Sub Generation Non-Intermittent
LV Sub Generation Non-Intermittent | 391.2471 | 9 | -2214.8854 | -2928.9485 | 0 | 0 | 714.0631 | -0.56611 | -246.0984 | -0.74862 | -2174.3114 | -506.1712 | -248.4658 | 74.24% | 17.28% | 8.483% | 0% | 0% | -32.24%
LDNO HV: LV Sub Generation Non-Intermittent | 0 | 0 | 0 | 0 | 0 | 0 | 0 |  |  | 0 | 0 | 0 | 0
> HV Generation Intermittent
HV Generation Intermittent | 352888.2803 | 136 | -1842867.8499 | -1856192.3543 | 2938.688 | 0 | 10385.8164 | -0.52222 | -13550.4989 | -0.526 | -1856192.3543 | 0 | 0 | 100% | 0% | 0% | -0.1595% | 0% | -0.5636%
LDNO HV: HV Generation Intermittent | 0 | 0 | 0 | 0 | 0 | 0 | 0 |  |  | 0 | 0 | 0 | 0
> HV Generation Non-Intermittent
HV Generation Non-Intermittent | 535991.7239 | 126 | -2593757.0461 | -2610528.6569 | 2722.608 | 0 | 14049.0028 | -0.48392 | -20585.3734 | -0.48705 | -1676780.2819 | -733823.0365 | -199925.3385 | 64.23% | 28.11% | 7.658% | -0.105% | 0% | -0.5416%
LDNO HV: HV Generation Non-Intermittent | 0 | 0 | 0 | 0 | 0 | 0 | 0 |  |  | 0 | 0 | 0 | 0
3803. Revenue summary by tariff component
Data sources:
x1 = 3802. All units (MWh) (in Revenue summary)
x2 = 3802. MPANs (in Revenue summary)
x3 = 3802. Net revenues (£) (in Revenue summary)
x4 = 3802. Revenues from unit rates (£) (in Revenue summary)
x5 = 3802. Revenues from fixed charges (£) (in Revenue summary)
x6 = 3802. Revenues from capacity charges (£) (in Revenue summary)
x7 = 3802. Revenues from reactive power charges (£) (in Revenue summary)
Kind: | Cell summation | Cell summation | Cell summation | Cell summation | Cell summation | Cell summation | Cell summation
Formula: | =SUM(x1) | =SUM(x2) | =SUM(x3) | =SUM(x4) | =SUM(x5) | =SUM(x6) | =SUM(x7)
| Total units (MWh) | Total MPANs | Total net revenues (£) | Total net revenues from unit rates (£) | Total revenues from fixed charges (£) | Total revenues from capacity charges (£) | Total revenues from reactive power charges (£)
Revenue summary by tariff component | 20533991.23 | 2428067 | 382957155.2104 | 309388149.2228 | 28741756.637 | 43268476.0715 | 1558773.2791

## M-ATW
Tariff matrices for Electricity North West in 2017/18 (v1)
This sheet provides matrices breaking down each tariff component into its elements.
This sheet is for information only. It can be deleted without affecting any calculations elsewhere in the model.
Domestic Unrestricted
Domestic Two Rate
Domestic Off Peak (related MPAN)
Small Non Domestic Unrestricted
Small Non Domestic Two Rate
Small Non Domestic Off Peak (related MPAN)
LV Medium Non-Domestic
LV Sub Medium Non-Domestic
HV Medium Non-Domestic
LV Network Domestic
LV Network Non-Domestic Non-CT
LV HH Metered
LV Sub HH Metered
HV HH Metered
NHH UMS category A
NHH UMS category B
NHH UMS category C
NHH UMS category D
LV UMS (Pseudo HH Metered)
LV Generation NHH or Aggregate HH
LV Sub Generation NHH
LV Generation Intermittent
LV Generation Non-Intermittent
LV Sub Generation Intermittent
LV Sub Generation Non-Intermittent
HV Generation Intermittent
HV Generation Non-Intermittent
Domestic Unrestricted
| Rate 1 units (MWh) | MPANs | MWh/year | MWh/MPAN/year
Domestic Unrestricted | 6643378.98 | 2035104.5715 | 6643378.98 | 3.2644
| Unit rate 1 p/kWh | Fixed charge p/MPAN/day | Revenue (£/year) | Average p/kWh | Average £/MPAN/year
Assets 132kV | 0.24474 | 0 | 16258859.6052 | 0.24474 | 7.9892
Assets 132kV/EHV | 0.096807 | 0 | 6431279.4217 | 0.096807 | 3.1602
Assets EHV | 0.23758 | 0 | 15783396.5599 | 0.23758 | 7.7556
Assets EHV/HV | 0.14987 | 0 | 9956220.1652 | 0.14987 | 4.8922
Assets 132kV/HV | 0 | 0 | 0 | 0 | 0
Assets HV | 0.19046 | 0 | 12652727.6926 | 0.19046 | 6.2172
Assets HV/LV | 0.17292 | 0 | 11487669.6161 | 0.17292 | 5.6448
Assets LV circuits | 0 | 0.03652 | 271274.309 | 0.0040834 | 0.1333
Assets LV customer |  | 0 | 0 | 0 | 0
Assets HV customer |  | 0 | 0 | 0 | 0
Transmission exit | 0.12293 | 0 | 8166543.6174 | 0.12293 | 4.0128
Operating 132kV | 0.089225 | 0 | 5927577.9448 | 0.089225 | 2.9127
Operating 132kV/EHV | 0.035294 | 0 | 2344685.3582 | 0.035294 | 1.1521
Operating EHV | 0.086616 | 0 | 5754235.8821 | 0.086616 | 2.8275
Operating EHV/HV | 0.054638 | 0 | 3629791.5412 | 0.054638 | 1.7836
Operating 132kV/HV | 0 | 0 | 0 | 0 | 0
Operating HV | 0.099194 | 0 | 6589816.3862 | 0.099194 | 3.2381
Operating HV/LV | 0.09006 | 0 | 5983028.744 | 0.09006 | 2.9399
Operating LV circuits | 0 | 0.44381 | 3296663.3785 | 0.049623 | 1.6199
Operating LV customer |  | 2.6496 | 19681754.2158 | 0.29626 | 9.6711
Operating HV customer |  | 0 | 0 | 0 | 0
Scaler | 0.5109 | 0 | 33940871.9875 | 0.5109 | 16.6777
Rounding | -0.0002199 | 4.8501e-05 | -14248.6951 | -0.00021448 | -0.0070015
Total | 2.181 | 3.13 | 168142147.7305 | 2.531 | 82.6209
Domestic Two Rate
| Rate 1 units (MWh) | Rate 2 units (MWh) | MPANs | MWh/year | MWh/MPAN/year
Domestic Two Rate | 474873.8139 | 476597.6157 | 180411.1029 | 951471.4295 | 5.2739
| Unit rate 1 p/kWh | Unit rate 2 p/kWh | Fixed charge p/MPAN/day | Average unit rate (p/kWh) | Revenue (£/year) | Average p/kWh | Average £/MPAN/year
Assets 132kV | 0.29121 | 0.021762 | 0 | 0.15624 | 1486613.7174 | 0.15624 | 8.2401
Assets 132kV/EHV | 0.11519 | 0.0086082 | 0 | 0.061803 | 588038.0569 | 0.061803 | 3.2594
Assets EHV | 0.28172 | 0.030237 | 0 | 0.15575 | 1481926.4529 | 0.15575 | 8.2142
Assets EHV/HV | 0.17771 | 0.019074 | 0 | 0.098248 | 934804.2405 | 0.098248 | 5.1815
Assets 132kV/HV | 0 | 0 | 0 | 0 | 0 | 0 | 0
Assets HV | 0.22584 | 0.02424 | 0 | 0.12486 | 1187983.3215 | 0.12486 | 6.5849
Assets HV/LV | 0.20505 | 0.022008 | 0 | 0.11336 | 1078594.2951 | 0.11336 | 5.9785
Assets LV circuits | 0 | 0 | 0.03652 | 0 | 24048.3452 | 0.0025275 | 0.1333
Assets LV customer |  |  | 0 | 0 | 0 | 0 | 0
Assets HV customer |  |  | 0 | 0 | 0 | 0 | 0
Transmission exit | 0.1471 | 0.0027999 | 0 | 0.074817 | 711863.0689 | 0.074817 | 3.9458
Operating 132kV | 0.10617 | 0.007934 | 0 | 0.056963 | 541982.5804 | 0.056963 | 3.0042
Operating 132kV/EHV | 0.041996 | 0.0031384 | 0 | 0.022532 | 214384.1266 | 0.022532 | 1.1883
Operating EHV | 0.10271 | 0.011024 | 0 | 0.056783 | 540273.7198 | 0.056783 | 2.9947
Operating EHV/HV | 0.064789 | 0.0069538 | 0 | 0.035819 | 340806.4977 | 0.035819 | 1.8891
Operating 132kV/HV | 0 | 0 | 0 | 0 | 0 | 0 | 0
Operating HV | 0.11762 | 0.012624 | 0 | 0.065029 | 618727.6094 | 0.065029 | 3.4295
Operating HV/LV | 0.10679 | 0.011462 | 0 | 0.059041 | 561755.42 | 0.059041 | 3.1138
Operating LV circuits | 0 | 0 | 0.44381 | 0 | 292247.7225 | 0.030715 | 1.6199
Operating LV customer |  |  | 2.6496 | 0 | 1744778.6397 | 0.18338 | 9.6711
Operating HV customer |  |  | 0 | 0 | 0 | 0 | 0
Scaler | 0.61134 | 0.011637 | 0 | 0.31095 | 2958565.3892 | 0.31095 | 16.399
Rounding | -0.00023563 | 0.00049839 | 4.8501e-05 | 0.00013204 | 1288.2861 | 0.0001354 | 0.0071408
Total | 2.595 | 0.194 | 3.13 | 1.3923 | 15308681.49 | 1.6089 | 84.8544
Domestic Off Peak (related MPAN)
| Rate 1 units (MWh) | MWh/year
Domestic Off Peak (related MPAN) | 16657.9641 | 16657.9641
| Unit rate 1 p/kWh | Revenue (£/year) | Average p/kWh
Assets 132kV | 0.02779 | 4629.2431 | 0.02779
Assets 132kV/EHV | 0.010992 | 1831.122 | 0.010992
Assets EHV | 0.035393 | 5895.7964 | 0.035393
Assets EHV/HV | 0.022326 | 3719.0884 | 0.022326
Assets 132kV/HV | 0 | 0 | 0
Assets HV | 0.028373 | 4726.3531 | 0.028373
Assets HV/LV | 0.02576 | 4291.1524 | 0.02576
Assets LV circuits | 0 | 0 | 0
Transmission exit | 0.0068343 | 1138.4557 | 0.0068343
Operating 132kV | 0.010132 | 1687.7075 | 0.010132
Operating 132kV/EHV | 0.0040076 | 667.5818 | 0.0040076
Operating EHV | 0.012904 | 2149.4615 | 0.012904
Operating EHV/HV | 0.0081396 | 1355.8876 | 0.0081396
Operating 132kV/HV | 0 | 0 | 0
Operating HV | 0.014777 | 2461.5877 | 0.014777
Operating HV/LV | 0.013417 | 2234.9257 | 0.013417
Operating LV circuits | 0 | 0 | 0
Scaler | 0.028404 | 4731.5217 | 0.028404
Rounding | -0.00024945 | -41.5541 | -0.00024945
Total | 0.249 | 41478.3306 | 0.249
Small Non Domestic Unrestricted
| Rate 1 units (MWh) | MPANs | MWh/year | MWh/MPAN/year
Small Non Domestic Unrestricted | 1575952.7929 | 123636.2565 | 1575952.7929 | 12.7467
| Unit rate 1 p/kWh | Fixed charge p/MPAN/day | Revenue (£/year) | Average p/kWh | Average £/MPAN/year
Assets 132kV | 0.23376 | 0 | 3684011.1833 | 0.23376 | 29.7972
Assets 132kV/EHV | 0.092467 | 0 | 1457230.4508 | 0.092467 | 11.7864
Assets EHV | 0.23615 | 0 | 3721580.7409 | 0.23615 | 30.101
Assets EHV/HV | 0.14896 | 0 | 2347585.7733 | 0.14896 | 18.9878
Assets 132kV/HV | 0 | 0 | 0 | 0 | 0
Assets HV | 0.18931 | 0 | 2983397.618 | 0.18931 | 24.1304
Assets HV/LV | 0.17188 | 0 | 2708687.5654 | 0.17188 | 21.9085
Assets LV circuits | 0 | 0.03652 | 16480.4013 | 0.0010457 | 0.1333
Assets LV customer |  | 0 | 0 | 0 | 0
Assets HV customer |  | 0 | 0 | 0 | 0
Transmission exit | 0.11028 | 0 | 1737902.6285 | 0.11028 | 14.0566
Operating 132kV | 0.085225 | 0 | 1343099.3298 | 0.085225 | 10.8633
Operating 132kV/EHV | 0.033711 | 0 | 531270.1684 | 0.033711 | 4.297
Operating EHV | 0.086094 | 0 | 1356796.261 | 0.086094 | 10.9741
Operating EHV/HV | 0.054308 | 0 | 855871.6904 | 0.054308 | 6.9225
Operating 132kV/HV | 0 | 0 | 0 | 0 | 0
Operating HV | 0.098595 | 0 | 1553818.5115 | 0.098595 | 12.5677
Operating HV/LV | 0.089517 | 0 | 1410743.528 | 0.089517 | 11.4104
Operating LV circuits | 0 | 0.44381 | 200278.2191 | 0.012708 | 1.6199
Operating LV customer |  | 2.6496 | 1195701.9051 | 0.075872 | 9.6711
Operating HV customer |  | 0 | 0 | 0 | 0
Scaler | 0.45832 | 0 | 7222875.8463 | 0.45832 | 58.4204
Rounding | 0.00043038 | 4.8501e-05 | 6804.4351 | 0.00043177 | 0.055036
Total | 2.089 | 3.13 | 34334136.2561 | 2.1786 | 277.7028
Small Non Domestic Two Rate
| Rate 1 units (MWh) | Rate 2 units (MWh) | MPANs | MWh/year | MWh/MPAN/year
Small Non Domestic Two Rate | 568971.0102 | 222509.341 | 33442.009 | 791480.3512 | 23.6672
| Unit rate 1 p/kWh | Unit rate 2 p/kWh | Fixed charge p/MPAN/day | Average unit rate (p/kWh) | Revenue (£/year) | Average p/kWh | Average £/MPAN/year
Assets 132kV | 0.23998 | 0.018251 | 0 | 0.17764 | 1406010.325 | 0.17764 | 42.0432
Assets 132kV/EHV | 0.094924 | 0.0072193 | 0 | 0.070268 | 556154.9512 | 0.070268 | 16.6304
Assets EHV | 0.23985 | 0.025358 | 0 | 0.17955 | 1421127.8794 | 0.17955 | 42.4953
Assets EHV/HV | 0.1513 | 0.015996 | 0 | 0.11326 | 896452.2938 | 0.11326 | 26.8062
Assets 132kV/HV | 0 | 0 | 0 | 0 | 0 | 0 | 0
Assets HV | 0.19228 | 0.020328 | 0 | 0.14394 | 1139244.2689 | 0.14394 | 34.0663
Assets HV/LV | 0.17457 | 0.018456 | 0 | 0.13068 | 1034343.1149 | 0.13068 | 30.9295
Assets LV circuits | 0 | 0 | 0.03652 | 0 | 4457.7355 | 0.00056321 | 0.1333
Assets LV customer |  |  | 0 | 0 | 0 | 0 | 0
Assets HV customer |  |  | 0 | 0 | 0 | 0 | 0
Transmission exit | 0.11527 | 0.0023482 | 0 | 0.083527 | 661100.8286 | 0.083527 | 19.7686
Operating 132kV | 0.08749 | 0.0066539 | 0 | 0.064764 | 512596.5778 | 0.064764 | 15.3279
Operating 132kV/EHV | 0.034607 | 0.002632 | 0 | 0.025618 | 202760.3351 | 0.025618 | 6.063
Operating EHV | 0.087445 | 0.0092449 | 0 | 0.065461 | 518108.0641 | 0.065461 | 15.4927
Operating EHV/HV | 0.055161 | 0.0058317 | 0 | 0.041293 | 326824.3268 | 0.041293 | 9.7729
Operating 132kV/HV | 0 | 0 | 0 | 0 | 0 | 0 | 0
Operating HV | 0.10014 | 0.010587 | 0 | 0.074966 | 593343.2485 | 0.074966 | 17.7425
Operating HV/LV | 0.090922 | 0.0096125 | 0 | 0.068063 | 538708.4408 | 0.068063 | 16.1087
Operating LV circuits | 0 | 0 | 0.44381 | 0 | 54172.669 | 0.0068445 | 1.6199
Operating LV customer |  |  | 2.6496 | 0 | 323421.9072 | 0.040863 | 9.6711
Operating HV customer |  |  | 0 | 0 | 0 | 0 | 0
Scaler | 0.47909 | 0.0097593 | 0 | 0.34715 | 2747593.0632 | 0.34715 | 82.1599
Rounding | -4.0792e-05 | -0.00027942 | 4.8501e-05 | -0.00010788 | -847.9164 | -0.00010713 | -0.025355
Total | 2.143 | 0.162 | 3.13 | 1.5861 | 12935572.1133 | 1.6344 | 386.8061
Small Non Domestic Off Peak (related MPAN)
| Rate 1 units (MWh) | MWh/year
Small Non Domestic Off Peak (related MPAN) | 18224.0656 | 18224.0656
| Unit rate 1 p/kWh | Revenue (£/year) | Average p/kWh
Assets 132kV | 0.020096 | 3662.3179 | 0.020096
Assets 132kV/EHV | 0.0079491 | 1448.6495 | 0.0079491
Assets EHV | 0.026913 | 4904.6748 | 0.026913
Assets EHV/HV | 0.016977 | 3093.8855 | 0.016977
Assets 132kV/HV | 0 | 0 | 0
Assets HV | 0.021575 | 3931.8226 | 0.021575
Assets HV/LV | 0.019588 | 3569.7819 | 0.019588
Assets LV circuits | 0 | 0 | 0
Transmission exit | 0.0037107 | 676.2441 | 0.0037107
Operating 132kV | 0.0073265 | 1335.1905 | 0.0073265
Operating 132kV/EHV | 0.002898 | 528.1418 | 0.002898
Operating EHV | 0.0098119 | 1788.1231 | 0.0098119
Operating EHV/HV | 0.0061894 | 1127.9541 | 0.0061894
Operating 132kV/HV | 0 | 0 | 0
Operating HV | 0.011237 | 2047.7789 | 0.011237
Operating HV/LV | 0.010202 | 1859.2202 | 0.010202
Operating LV circuits | 0 | 0 | 0
Scaler | 0.015422 | 2810.5298 | 0.015422
Rounding | 0.00010428 | 19.0035 | 0.00010428
Total | 0.18 | 32803.3181 | 0.18
LV Medium Non-Domestic
| Rate 1 units (MWh) | Rate 2 units (MWh) | MPANs | MWh/year | MWh/MPAN/year
LV Medium Non-Domestic | 0 | 0 | 0 | 0
| Unit rate 1 p/kWh | Unit rate 2 p/kWh | Fixed charge p/MPAN/day | Average unit rate (p/kWh) | Revenue (£/year) | Average p/kWh | Average £/MPAN/year
Assets 132kV | 0.19779 | 0.013813 | 0 | 0 | 0
Assets 132kV/EHV | 0.078238 | 0.0054639 | 0 | 0 | 0
Assets EHV | 0.1962 | 0.019193 | 0 | 0 | 0
Assets EHV/HV | 0.12376 | 0.012107 | 0 | 0 | 0
Assets 132kV/HV | 0 | 0 | 0 | 0 | 0
Assets HV | 0.15728 | 0.015386 | 0 | 0 | 0
Assets HV/LV | 0.1428 | 0.013969 | 0 | 0 | 0
Assets LV circuits | 0 | 0 | 0 | 0 | 0
Assets LV customer |  |  | 0 | 0 | 0
Assets HV customer |  |  | 0 | 0 | 0
Transmission exit | 0.096227 | 0.0017772 | 0 | 0 | 0
Operating 132kV | 0.07211 | 0.005036 | 0 | 0 | 0
Operating 132kV/EHV | 0.028524 | 0.001992 | 0 | 0 | 0
Operating EHV | 0.07153 | 0.0069971 | 0 | 0 | 0
Operating EHV/HV | 0.045121 | 0.0044138 | 0 | 0 | 0
Operating 132kV/HV | 0 | 0 | 0 | 0 | 0
Operating HV | 0.081917 | 0.0080132 | 0 | 0 | 0
Operating HV/LV | 0.074374 | 0.0072753 | 0 | 0 | 0
Operating LV circuits | 0 | 0 | 0 | 0 | 0
Operating LV customer |  |  | 10.5752 | 0 | 0
Operating HV customer |  |  | 0 | 0 | 0
Scaler | 0.39993 | 0.0073862 | 0 | 0 | 0
Rounding | 0.00019207 | 0.00017794 | 0.0048312 | 0 | 0
Total | 1.766 | 0.123 | 10.58 | 0 | 0 | 0 | 0
LV Sub Medium Non-Domestic
| Rate 1 units (MWh) | Rate 2 units (MWh) | MPANs | MWh/year | MWh/MPAN/year
LV Sub Medium Non-Domestic | 0 | 0 | 0 | 0
| Unit rate 1 p/kWh | Unit rate 2 p/kWh | Fixed charge p/MPAN/day | Average unit rate (p/kWh) | Revenue (£/year) | Average p/kWh | Average £/MPAN/year
Assets 132kV | 0.18592 | 0.013158 | 0 | 0 | 0
Assets 132kV/EHV | 0.07354 | 0.0052049 | 0 | 0 | 0
Assets EHV | 0.18465 | 0.018283 | 0 | 0 | 0
Assets EHV/HV | 0.11648 | 0.011533 | 0 | 0 | 0
Assets 132kV/HV | 0 | 0 | 0 | 0 | 0
Assets HV | 0.14802 | 0.014656 | 0 | 0 | 0
Assets HV/LV | 0 | 0 | 0 | 0 | 0
Assets LV circuits | 0 | 0 | 0 | 0 | 0
Assets LV customer |  |  | 0 | 0 | 0
Assets HV customer |  |  | 0 | 0 | 0
Transmission exit | 0.090264 | 0.001693 | 0 | 0 | 0
Operating 132kV | 0.06778 | 0.0047973 | 0 | 0 | 0
Operating 132kV/EHV | 0.026811 | 0.0018976 | 0 | 0 | 0
Operating EHV | 0.067318 | 0.0066654 | 0 | 0 | 0
Operating EHV/HV | 0.042464 | 0.0042046 | 0 | 0 | 0
Operating 132kV/HV | 0 | 0 | 0 | 0 | 0
Operating HV | 0.077093 | 0.0076333 | 0 | 0 | 0
Operating HV/LV | 0 | 0 | 0 | 0 | 0
Operating LV circuits | 0 | 0 | 0 | 0 | 0
Operating LV customer |  |  | 39.9874 | 0 | 0
Operating HV customer |  |  | 0 | 0 | 0
Scaler | 0.37515 | 0.0070361 | 0 | 0 | 0
Rounding | -0.00047699 | 0.00023778 | 0.0026479 | 0 | 0
Total | 1.455 | 0.097 | 39.99 | 0 | 0 | 0 | 0
HV Medium Non-Domestic
| Rate 1 units (MWh) | Rate 2 units (MWh) | MPANs | MWh/year | MWh/MPAN/year
HV Medium Non-Domestic | 5720.366 | 1573.22 | 60 | 7293.586 | 121.5598
| Unit rate 1 p/kWh | Unit rate 2 p/kWh | Fixed charge p/MPAN/day | Average unit rate (p/kWh) | Revenue (£/year) | Average p/kWh | Average £/MPAN/year
Assets 132kV | 0.22929 | 0.01641 | 0 | 0.18337 | 13374.1331 | 0.18337 | 222.9022
Assets 132kV/EHV | 0.090695 | 0.0064912 | 0 | 0.072532 | 5290.2103 | 0.072532 | 88.1702
Assets EHV | 0.18286 | 0.018241 | 12.8383 | 0.14735 | 13558.9944 | 0.1859 | 225.9832
Assets EHV/HV | 0 | 0 | 17.4117 | 0 | 3813.1632 | 0.052281 | 63.5527
Assets 132kV/HV | 0 | 0 | 0 | 0 | 0 | 0 | 0
Assets HV | 0 | 0 | 5.0675 | 0 | 1109.7773 | 0.015216 | 18.4963
Assets HV/LV | 0 | 0 | 0 | 0 | 0 | 0 | 0
Assets LV circuits | 0 | 0 | 0 | 0 | 0 | 0 | 0
Assets LV customer |  |  | 0 | 0 | 0 | 0 | 0
Assets HV customer |  |  | 0 | 0 | 0 | 0 | 0
Transmission exit | 0.11065 | 0.0021113 | 0 | 0.087239 | 6362.8201 | 0.087239 | 106.047
Operating 132kV | 0.083592 | 0.0059828 | 0 | 0.066852 | 4875.878 | 0.066852 | 81.2646
Operating 132kV/EHV | 0.033065 | 0.0023665 | 0 | 0.026444 | 1928.6798 | 0.026444 | 32.1447
Operating EHV | 0.066667 | 0.0066501 | 4.6805 | 0.053722 | 4943.2739 | 0.067776 | 82.3879
Operating EHV/HV | 0 | 0 | 14.7625 | 0 | 3232.9883 | 0.044326 | 53.8831
Operating 132kV/HV | 0 | 0 | 0 | 0 | 0 | 0 | 0
Operating HV | 0 | 0 | 20.5275 | 0 | 4495.526 | 0.061637 | 74.9254
Operating HV/LV | 0 | 0 | 0 | 0 | 0 | 0 | 0
Operating LV circuits | 0 | 0 | 0 | 0 | 0 | 0 | 0
Operating LV customer |  |  | 0 | 0 | 0 | 0 | 0
Operating HV customer |  |  | 87.9269 | 0 | 19255.9814 | 0.26401 | 320.933
Scaler | 0.45987 | 0.0087749 | 0 | 0.36257 | 26444.4386 | 0.36257 | 440.7406
Rounding | 0.0003095 | -2.7945e-05 | -0.004934 | 0.00023671 | 16.1843 | 0.0002219 | 0.26974
Total | 1.257 | 0.067 | 163.21 | 1.0003 | 108702.0486 | 1.4904 | 1811.7008
LV Network Domestic
| Rate 1 units (MWh) | Rate 2 units (MWh) | Rate 3 units (MWh) | MPANs | MWh/year | MWh/MPAN/year
LV Network Domestic | 0 | 0 | 0 | 0 | 0
| Unit rate 1 p/kWh | Unit rate 2 p/kWh | Unit rate 3 p/kWh | Fixed charge p/MPAN/day | Average unit rate (p/kWh) | Revenue (£/year) | Average p/kWh | Average £/MPAN/year
Assets 132kV | 1.4785 | 0.14777 | 0.019565 | 0 | 0 | 0
Assets 132kV/EHV | 0.58482 | 0.058452 | 0.0077389 | 0 | 0 | 0
Assets EHV | 1.2462 | 0.2024 | 0.027189 | 0 | 0 | 0
Assets EHV/HV | 0.78612 | 0.12767 | 0.017151 | 0 | 0 | 0
Assets 132kV/HV | 0 | 0 | 0 | 0 | 0 | 0
Assets HV | 0.99903 | 0.16225 | 0.021796 | 0 | 0 | 0
Assets HV/LV | 0.90704 | 0.14731 | 0.019789 | 0 | 0 | 0
Assets LV circuits | 0 | 0 | 0 | 0.03652 | 0 | 0
Assets LV customer |  |  |  | 0 | 0 | 0
Assets HV customer |  |  |  | 0 | 0 | 0
Transmission exit | 0.89336 | 0.02846 | 0.0025163 | 0 | 0 | 0
Operating 132kV | 0.53902 | 0.053874 | 0.0071328 | 0 | 0 | 0
Operating 132kV/EHV | 0.21321 | 0.02131 | 0.0028214 | 0 | 0 | 0
Operating EHV | 0.45434 | 0.073789 | 0.0099124 | 0 | 0 | 0
Operating EHV/HV | 0.2866 | 0.046547 | 0.0062528 | 0 | 0 | 0
Operating 132kV/HV | 0 | 0 | 0 | 0 | 0 | 0
Operating HV | 0.52032 | 0.084505 | 0.011352 | 0 | 0 | 0
Operating HV/LV | 0.47241 | 0.076723 | 0.010306 | 0 | 0 | 0
Operating LV circuits | 0 | 0 | 0 | 0.44381 | 0 | 0
Operating LV customer |  |  |  | 2.6496 | 0 | 0
Operating HV customer |  |  |  | 0 | 0 | 0
Scaler | 3.7129 | 0.11828 | 0.010458 | 0 | 0 | 0
Rounding | 0.00016112 | -0.0003513 | 2.0213e-05 | 4.8501e-05 | 0 | 0
Total | 13.094 | 1.349 | 0.174 | 3.13 | 0 | 0 | 0 | 0
LV Network Non-Domestic Non-CT
| Rate 1 units (MWh) | Rate 2 units (MWh) | Rate 3 units (MWh) | MPANs | MWh/year | MWh/MPAN/year
LV Network Non-Domestic Non-CT | 55950.1033 | 198560.7481 | 257739.1294 | 5419.348 | 512249.9808 | 94.5224
| Unit rate 1 p/kWh | Unit rate 2 p/kWh | Unit rate 3 p/kWh | Fixed charge p/MPAN/day | Average unit rate (p/kWh) | Revenue (£/year) | Average p/kWh | Average £/MPAN/year
Assets 132kV | 1.4378 | 0.1437 | 0.019026 | 0 | 0.22231 | 1138800.7305 | 0.22231 | 210.1361
Assets 132kV/EHV | 0.56871 | 0.056842 | 0.0075258 | 0 | 0.087937 | 450458.758 | 0.087937 | 83.1205
Assets EHV | 1.2115 | 0.19676 | 0.026432 | 0 | 0.2219 | 1136678.276 | 0.2219 | 209.7445
Assets EHV/HV | 0.76424 | 0.12412 | 0.016673 | 0 | 0.13997 | 717020.5177 | 0.13997 | 132.3075
Assets 132kV/HV | 0 | 0 | 0 | 0 | 0 | 0 | 0 | 0
Assets HV | 0.97122 | 0.15774 | 0.021189 | 0 | 0.17788 | 911215.8239 | 0.17788 | 168.1412
Assets HV/LV | 0.88179 | 0.14321 | 0.019238 | 0 | 0.16151 | 827311.4374 | 0.16151 | 152.6589
Assets LV circuits | 0 | 0 | 0 | 0.03652 | 0 | 722.3854 | 0.00014102 | 0.1333
Assets LV customer |  |  |  | 0 | 0 | 0 | 0 | 0
Assets HV customer |  |  |  | 0 | 0 | 0 | 0 | 0
Transmission exit | 0.86924 | 0.027692 | 0.0024484 | 0 | 0.10691 | 547634.6637 | 0.10691 | 101.0518
Operating 132kV | 0.52417 | 0.05239 | 0.0069363 | 0 | 0.08105 | 415178.5708 | 0.08105 | 76.6104
Operating 132kV/EHV | 0.20734 | 0.020723 | 0.0027437 | 0 | 0.03206 | 164226.1182 | 0.03206 | 30.3037
Operating EHV | 0.4417 | 0.071736 | 0.0096365 | 0 | 0.080899 | 414404.7764 | 0.080899 | 76.4676
Operating EHV/HV | 0.27862 | 0.045251 | 0.0060787 | 0 | 0.051031 | 261407.9407 | 0.051031 | 48.236
Operating 132kV/HV | 0 | 0 | 0 | 0 | 0 | 0 | 0 | 0
Operating HV | 0.50583 | 0.082152 | 0.011036 | 0 | 0.092646 | 474581.0637 | 0.092646 | 87.5716
Operating HV/LV | 0.45926 | 0.074588 | 0.01002 | 0 | 0.084116 | 430881.8303 | 0.084116 | 79.5081
Operating LV circuits | 0 | 0 | 0 | 0.44381 | 0 | 8778.7951 | 0.0017138 | 1.6199
Operating LV customer |  |  |  | 2.6496 | 0 | 52411.2013 | 0.010232 | 9.6711
Operating HV customer |  |  |  | 0 | 0 | 0 | 0 | 0
Scaler | 3.6126 | 0.11509 | 0.010176 | 0 | 0.44432 | 2276017.7238 | 0.44432 | 419.98
Rounding | -5.3932e-05 | 1.9491e-06 | -0.00015893 | 4.8501e-05 | -8.5101e-05 | -434.9725 | -8.4914e-05 | -0.080263
Total | 12.734 | 1.312 | 0.169 | 3.13 | 1.9845 | 10227295.6403 | 1.9965 | 1887.1819
LV HH Metered
| Rate 1 units (MWh) | Rate 2 units (MWh) | Rate 3 units (MWh) | MPANs | Import capacity (kVA) | Reactive power units (MVArh) | MWh/year | MWh/MPAN/year
LV HH Metered | 246332.1339 | 875874.8151 | 1137713.8937 | 11631.3612 | 1602566.7698 | 266702.3447 | 2259920.8426 | 194.2955
| Unit rate 1 p/kWh | Unit rate 2 p/kWh | Unit rate 3 p/kWh | Fixed charge p/MPAN/day | Capacity charge p/kVA/day | Reactive power charge p/kVArh | Average unit rate (p/kWh) | Revenue (£/year) | Average p/kWh | Average £/MPAN/year | Average p/kVA/day
Assets 132kV | 1.2512 | 0.12505 | 0.016557 |  | 0 | 0.033843 | 0.19718 | 4456038.0753 | 0.19718 | 383.1055 | 0.7618
Assets 132kV/EHV | 0.49492 | 0.049466 | 0.0065492 |  | 0 | 0.014575 | 0.078134 | 1765777.4781 | 0.078134 | 151.8118 | 0.30187
Assets EHV | 1.0544 | 0.17125 | 0.023005 |  | 0 | 0.036802 | 0.19723 | 4457230.8206 | 0.19723 | 383.208 | 0.762
Assets EHV/HV | 0.66514 | 0.10803 | 0.014511 |  | 0 | 0.023738 | 0.12447 | 2813031.6968 | 0.12447 | 241.8489 | 0.48091
Assets 132kV/HV | 0 | 0 | 0 |  | 0 | 0 | 0 | 0 | 0 | 0 | 0
Assets HV | 0.67623 | 0.10983 | 0.014753 |  | 0.30117 | 0.024134 | 0.12655 | 4621558.9804 | 0.2045 | 397.336 | 0.7901
Assets HV/LV | 0 | 0 | 0 |  | 1.3672 | 0 | 0 | 7997127.9738 | 0.35387 | 687.5488 | 1.3672
Assets LV circuits | 0 | 0 | 0 |  | 0.028331 | 0 | 0 | 165718.8921 | 0.007333 | 14.2476 | 0.028331
Assets LV customer |  |  |  | 0 |  |  | 0 | 0 | 0 | 0 | 0
Assets HV customer |  |  |  | 0 |  |  | 0 | 0 | 0 | 0 | 0
Transmission exit | 0.75628 | 0.024093 | 0.0021302 |  | 0 | 0.01622 | 0.094759 | 2141475.285 | 0.094759 | 184.1122 | 0.3661
Operating 132kV | 0.45615 | 0.045592 | 0.0060363 |  | 0 | 0.012338 | 0.071886 | 1624561.2336 | 0.071886 | 139.6708 | 0.27773
Operating 132kV/EHV | 0.18043 | 0.018034 | 0.0023877 |  | 0 | 0.0053135 | 0.028486 | 643758.7807 | 0.028486 | 55.3468 | 0.11006
Operating EHV | 0.38442 | 0.062434 | 0.0083869 |  | 0 | 0.013417 | 0.071905 | 1624996.079 | 0.071905 | 139.7082 | 0.27781
Operating EHV/HV | 0.24249 | 0.039383 | 0.0052905 |  | 0 | 0.0086543 | 0.04538 | 1025561.7582 | 0.04538 | 88.1721 | 0.17533
Operating 132kV/HV | 0 | 0 | 0 |  | 0 | 0 | 0 | 0 | 0 | 0 | 0
Operating HV | 0.35219 | 0.0572 | 0.0076838 |  | 0.15685 | 0.012569 | 0.06591 | 2407008.6576 | 0.10651 | 206.9413 | 0.4115
Operating HV/LV | 0 | 0 | 0 |  | 0.71206 | 0 | 0 | 4165078.5699 | 0.1843 | 358.0904 | 0.71206
Operating LV circuits | 0 | 0 | 0 |  | 0.34429 | 0 | 0 | 2013900.2643 | 0.089114 | 173.144 | 0.34429
Operating LV customer |  |  |  | 12.4567 |  |  | 0 | 528840.747 | 0.023401 | 45.4668 | 0.09041
Operating HV customer |  |  |  | 0 |  |  | 0 | 0 | 0 | 0 | 0
Scaler | 3.1432 | 0.10013 | 0.0088533 | 0 | 0 | 0.067412 | 0.39383 | 8900159.225 | 0.39383 | 765.1864 | 1.5216
Rounding | -4.3566e-05 | -0.00049139 | -0.00014404 | 0.003343 | 0.00012006 | -1.5231e-05 | -0.00026951 | -5246.4861 | -0.00023215 | -0.45106 | -0.00089693
Total | 9.657 | 0.91 | 0.116 | 12.46 | 2.91 | 0.269 | 1.4954 | 51346578.0312 | 2.2721 | 4414.4943 | 8.7781
LV Sub HH Metered
| Rate 1 units (MWh) | Rate 2 units (MWh) | Rate 3 units (MWh) | MPANs | Import capacity (kVA) | Reactive power units (MVArh) | MWh/year | MWh/MPAN/year
LV Sub HH Metered | 136785.4175 | 497045.4772 | 664524.6854 | 2213.9946 | 761916.9939 | 114520.1537 | 1298355.58 | 586.4312
| Unit rate 1 p/kWh | Unit rate 2 p/kWh | Unit rate 3 p/kWh | Fixed charge p/MPAN/day | Capacity charge p/kVA/day | Reactive power charge p/kVArh | Average unit rate (p/kWh) | Revenue (£/year) | Average p/kWh | Average £/MPAN/year | Average p/kVA/day
Assets 132kV | 1.1822 | 0.11816 | 0.015644 |  | 0 | 0.030907 | 0.18051 | 2343698.4719 | 0.18051 | 1058.5836 | 0.84275
Assets 132kV/EHV | 0.46762 | 0.046738 | 0.006188 |  | 0 | 0.01331 | 0.071498 | 928304.6807 | 0.071498 | 419.2895 | 0.3338
Assets EHV | 0.99628 | 0.16181 | 0.021736 |  | 0 | 0.033608 | 0.18099 | 2349937.1875 | 0.18099 | 1061.4015 | 0.845
Assets EHV/HV | 0.62846 | 0.10207 | 0.013711 |  | 0 | 0.021678 | 0.11421 | 1482895.5258 | 0.11421 | 669.7828 | 0.53322
Assets 132kV/HV | 0 | 0 | 0 |  | 0 | 0 | 0 | 0 | 0 | 0 | 0
Assets HV | 0 | 0 | 0 |  | 1.4344 | 0 | 0 | 3989192.0201 | 0.30725 | 1801.8075 | 1.4344
Assets HV/LV | 0 | 0 | 0 |  | 0.055816 | 0 | 0 | 155222.9496 | 0.011955 | 70.1099 | 0.055816
Assets LV circuits | 0 | 0 | 0 |  | 0 | 0 | 0 | 0 | 0 | 0 | 0
Assets LV customer |  |  |  | 0 |  |  | 0 | 0 | 0 | 0 | 0
Assets HV customer |  |  |  | 0 |  |  | 0 | 0 | 0 | 0 | 0
Transmission exit | 0.71457 | 0.022764 | 0.0020127 |  | 0 | 0.014813 | 0.086333 | 1120908.4921 | 0.086333 | 506.2833 | 0.40306
Operating 132kV | 0.43099 | 0.043077 | 0.0057033 |  | 0 | 0.011268 | 0.065811 | 854454.4764 | 0.065811 | 385.9334 | 0.30725
Operating 132kV/EHV | 0.17048 | 0.017039 | 0.002256 |  | 0 | 0.0048525 | 0.026067 | 338436.919 | 0.026067 | 152.8626 | 0.1217
Operating EHV | 0.36322 | 0.05899 | 0.0079243 |  | 0 | 0.012253 | 0.065986 | 856728.9578 | 0.065986 | 386.9607 | 0.30807
Operating EHV/HV | 0.22912 | 0.037211 | 0.0049987 |  | 0 | 0.0079033 | 0.041639 | 540627.0198 | 0.041639 | 244.1862 | 0.1944
Operating 132kV/HV | 0 | 0 | 0 |  | 0 | 0 | 0 | 0 | 0 | 0 | 0
Operating HV | 0 | 0 | 0 |  | 0.74709 | 0 | 0 | 2077658.1604 | 0.16002 | 938.4206 | 0.74709
Operating HV/LV | 0 | 0 | 0 |  | 0.6783 | 0 | 0 | 1886348.2327 | 0.14529 | 852.0112 | 0.6783
Operating LV circuits | 0 | 0 | 0 |  | 0 | 0 | 0 | 0 | 0 | 0 | 0
Operating LV customer |  |  |  | 39.9874 |  |  | 0 | 323141.0034 | 0.024888 | 145.9538 | 0.1162
Operating HV customer |  |  |  | 0 |  |  | 0 | 0 | 0 | 0 | 0
Scaler | 2.9698 | 0.09461 | 0.008365 | 0 | 0 | 0.061562 | 0.35881 | 4658594.0665 | 0.35881 | 2104.1578 | 1.6752
Rounding | 0.00028828 | -0.00045991 | 0.00046143 | 0.0026479 | 0.0043473 | -0.00015405 | 7.6885e-05 | 13109.5921 | 0.0010097 | 5.9212 | 0.004714
Total | 8.153 | 0.702 | 0.089 | 39.99 | 2.92 | 0.212 | 1.1919 | 23919257.7557 | 1.8423 | 10803.6658 | 8.601
HV HH Metered
| Rate 1 units (MWh) | Rate 2 units (MWh) | Rate 3 units (MWh) | MPANs | Import capacity (kVA) | Reactive power units (MVArh) | MWh/year | MWh/MPAN/year
HV HH Metered | 510337.2974 | 1741245.6491 | 2860636.753 | 2120.0666 | 1839344.8765 | 388615.5454 | 5112219.6995 | 2411.3487
| Unit rate 1 p/kWh | Unit rate 2 p/kWh | Unit rate 3 p/kWh | Fixed charge p/MPAN/day | Capacity charge p/kVA/day | Reactive power charge p/kVArh | Average unit rate (p/kWh) | Revenue (£/year) | Average p/kWh | Average £/MPAN/year | Average p/kVA/day
Assets 132kV | 1.0545 | 0.1054 | 0.013955 |  | 0 | 0.026123 | 0.15097 | 7717671.5678 | 0.15097 | 3640.2968 | 1.1496
Assets 132kV/EHV | 0.41713 | 0.041691 | 0.0055198 |  | 0 | 0.01125 | 0.059785 | 3056329.2877 | 0.059785 | 1441.6195 | 0.45524
Assets EHV | 0.71097 | 0.11547 | 0.015511 |  | 0.4612 | 0.022726 | 0.12071 | 9267235.7584 | 0.18128 | 4371.2004 | 1.3804
Assets EHV/HV | 0 | 0 | 0 |  | 0.62549 | 0 | 0 | 4199296.4584 | 0.082142 | 1980.738 | 0.62549
Assets 132kV/HV | 0 | 0 | 0 |  | 0 | 0 | 0 | 0 | 0 | 0 | 0
Assets HV | 0 | 0 | 0 |  | 0.18204 | 0 | 0 | 1222156.9261 | 0.023907 | 576.471 | 0.18204
Assets HV/LV | 0 | 0 | 0 |  | 0 | 0 | 0 | 0 | 0 | 0 | 0
Assets LV circuits | 0 | 0 | 0 |  | 0 | 0 | 0 | 0 | 0 | 0 | 0
Assets LV customer |  |  |  | 0 |  |  | 0 | 0 | 0 | 0 | 0
Assets HV customer |  |  |  | 0 |  |  | 0 | 0 | 0 | 0 | 0
Transmission exit | 0.63741 | 0.020306 | 0.0017954 |  | 0 | 0.01252 | 0.072504 | 3706545.4687 | 0.072504 | 1748.3156 | 0.55209
Operating 132kV | 0.38446 | 0.038426 | 0.0050875 |  | 0 | 0.009524 | 0.055038 | 2813672.1075 | 0.055038 | 1327.1622 | 0.4191
Operating 132kV/EHV | 0.15207 | 0.0152 | 0.0020124 |  | 0 | 0.0041015 | 0.021796 | 1114262.0404 | 0.021796 | 525.5788 | 0.16597
Operating EHV | 0.2592 | 0.042097 | 0.005655 |  | 0.16814 | 0.0082852 | 0.044008 | 3378604.873 | 0.066089 | 1593.6315 | 0.50325
Operating EHV/HV | 0 | 0 | 0 |  | 0.53032 | 0 | 0 | 3560371.1446 | 0.069644 | 1679.3676 | 0.53032
Operating 132kV/HV | 0 | 0 | 0 |  | 0 | 0 | 0 | 0 | 0 | 0 | 0
Operating HV | 0 | 0 | 0 |  | 0.73742 | 0 | 0 | 4950757.5261 | 0.096842 | 2335.1897 | 0.73742
Operating HV/LV | 0 | 0 | 0 |  | 0 | 0 | 0 | 0 | 0 | 0 | 0
Operating LV circuits | 0 | 0 | 0 |  | 0 | 0 | 0 | 0 | 0 | 0 | 0
Operating LV customer |  |  |  | 0 |  |  | 0 | 0 | 0 | 0 | 0
Operating HV customer |  |  |  | 87.9269 |  |  | 0 | 680399.3666 | 0.013309 | 320.933 | 0.10135
Scaler | 2.6491 | 0.084395 | 0.0074618 | 0 | 0 | 0.052035 | 0.30133 | 15404728.2625 | 0.30133 | 7266.1532 | 2.2946
Rounding | 8.6934e-05 | 1.8384e-05 | 2.3224e-06 | 0.0031444 | -0.0046149 | 0.00043528 | 4.9328e-05 | -28436.4937 | -0.00055625 | -13.413 | -0.0042356
Total | 6.265 | 0.463 | 0.057 | 87.93 | 2.7 | 0.147 | 0.82619 | 61043594.2939 | 1.1941 | 28793.2444 | 9.0925
NHH UMS category A
| Rate 1 units (MWh) | MWh/year
NHH UMS category A | 36671.2327 | 36671.2327
| Unit rate 1 p/kWh | Revenue (£/year) | Average p/kWh
Assets 132kV | 0.14473 | 53074.5927 | 0.14473
Assets 132kV/EHV | 0.057249 | 20993.9408 | 0.057249
Assets EHV | 0.14459 | 53023.1483 | 0.14459
Assets EHV/HV | 0.091208 | 33447.182 | 0.091208
Assets 132kV/HV | 0 | 0 | 0
Assets HV | 0.11591 | 42505.8988 | 0.11591
Assets HV/LV | 0.10524 | 38591.9727 | 0.10524
Assets LV circuits | 0.0025003 | 916.8819 | 0.0025003
Assets LV customer |  | 0 | 0
Transmission exit | 0.069335 | 25426.1103 | 0.069335
Operating 132kV | 0.052765 | 19349.6834 | 0.052765
Operating 132kV/EHV | 0.020872 | 7653.8714 | 0.020872
Operating EHV | 0.052714 | 19330.928 | 0.052714
Operating EHV/HV | 0.033252 | 12194.015 | 0.033252
Operating 132kV/HV | 0 | 0 | 0
Operating HV | 0.060369 | 22137.9986 | 0.060369
Operating HV/LV | 0.05481 | 20099.5406 | 0.05481
Operating LV circuits | 0.030385 | 11142.4157 | 0.030385
Operating LV customer | 1.527 | 559984.8835 | 1.527
Scaler | 0.28816 | 105673.1459 | 0.28816
Rounding | -0.00013462 | -49.3651 | -0.00013462
Total | 2.851 | 1045496.8446 | 2.851
NHH UMS category B
| Rate 1 units (MWh) | MWh/year
NHH UMS category B | 10149.0074 | 10149.0074
| Unit rate 1 p/kWh | Revenue (£/year) | Average p/kWh
Assets 132kV | 0.1858 | 18857.3193 | 0.1858
Assets 132kV/EHV | 0.073496 | 7459.1141 | 0.073496
Assets EHV | 0.16428 | 16673.0839 | 0.16428
Assets EHV/HV | 0.10363 | 10517.438 | 0.10363
Assets 132kV/HV | 0 | 0 | 0
Assets HV | 0.1317 | 13365.9437 | 0.1317
Assets HV/LV | 0.11957 | 12135.213 | 0.11957
Assets LV circuits | 0.0028408 | 288.3127 | 0.0028408
Assets LV customer |  | 0 | 0
Transmission exit | 0.10817 | 10978.5169 | 0.10817
Operating 132kV | 0.06774 | 6874.912 | 0.06774
Operating 132kV/EHV | 0.026795 | 2719.4085 | 0.026795
Operating EHV | 0.059893 | 6078.5939 | 0.059893
Operating EHV/HV | 0.037781 | 3834.3977 | 0.037781
Operating 132kV/HV | 0 | 0 | 0
Operating HV | 0.068591 | 6961.2749 | 0.068591
Operating HV/LV | 0.062275 | 6320.2835 | 0.062275
Operating LV circuits | 0.034523 | 3503.7231 | 0.034523
Operating LV customer | 1.527 | 154979.539 | 1.527
Scaler | 0.44958 | 45627.6796 | 0.44958
Rounding | 0.00028816 | 29.2455 | 0.00028816
Total | 3.224 | 327203.9993 | 3.224
NHH UMS category C
| Rate 1 units (MWh) | MWh/year
NHH UMS category C | 265.8082 | 265.8082
| Unit rate 1 p/kWh | Revenue (£/year) | Average p/kWh
Assets 132kV | 0.34238 | 910.0785 | 0.34238
Assets 132kV/EHV | 0.13543 | 359.9864 | 0.13543
Assets EHV | 0.29589 | 786.4882 | 0.29589
Assets EHV/HV | 0.18665 | 496.1194 | 0.18665
Assets 132kV/HV | 0 | 0 | 0
Assets HV | 0.2372 | 630.4867 | 0.2372
Assets HV/LV | 0.21536 | 572.4317 | 0.21536
Assets LV circuits | 0.0051165 | 13.6 | 0.0051165
Assets LV customer |  | 0 | 0
Transmission exit | 0.20547 | 546.1529 | 0.20547
Operating 132kV | 0.12482 | 331.7921 | 0.12482
Operating 132kV/EHV | 0.049375 | 131.2422 | 0.049375
Operating EHV | 0.10787 | 286.7341 | 0.10787
Operating EHV/HV | 0.068046 | 180.8729 | 0.068046
Operating 132kV/HV | 0 | 0 | 0
Operating HV | 0.12354 | 328.3712 | 0.12354
Operating HV/LV | 0.11216 | 298.1349 | 0.11216
Operating LV circuits | 0.062178 | 165.2746 | 0.062178
Operating LV customer | 1.527 | 4059.0009 | 1.527
Scaler | 0.85395 | 2269.8594 | 0.85395
Rounding | -0.00046246 | -1.2292 | -0.00046246
Total | 4.652 | 12365.3969 | 4.652
NHH UMS category D
| Rate 1 units (MWh) | MWh/year
NHH UMS category D | 0.078638 | 0.078638
| Unit rate 1 p/kWh | Revenue (£/year) | Average p/kWh
Assets 132kV | 0.12468 | 0.098044 | 0.12468
Assets 132kV/EHV | 0.049317 | 0.038782 | 0.049317
Assets EHV | 0.1396 | 0.10978 | 0.1396
Assets EHV/HV | 0.088063 | 0.069251 | 0.088063
Assets 132kV/HV | 0 | 0 | 0
Assets HV | 0.11191 | 0.088006 | 0.11191
Assets HV/LV | 0.10161 | 0.079903 | 0.10161
Assets LV circuits | 0.0024141 | 0.0018984 | 0.0024141
Assets LV customer |  | 0 | 0
Transmission exit | 0.046219 | 0.036345 | 0.046219
Operating 132kV | 0.045454 | 0.035744 | 0.045454
Operating 132kV/EHV | 0.01798 | 0.014139 | 0.01798
Operating EHV | 0.050896 | 0.040024 | 0.050896
Operating EHV/HV | 0.032106 | 0.025247 | 0.032106
Operating 132kV/HV | 0 | 0 | 0
Operating HV | 0.058287 | 0.045836 | 0.058287
Operating HV/LV | 0.05292 | 0.041615 | 0.05292
Operating LV circuits | 0.029337 | 0.02307 | 0.029337
Operating LV customer | 1.527 | 1.2008 | 1.527
Scaler | 0.19209 | 0.15105 | 0.19209
Rounding | 7.3065e-05 | 5.7457e-05 | 7.3065e-05
Total | 2.67 | 2.0996 | 2.67
LV UMS (Pseudo HH Metered)
| Rate 1 units (MWh) | Rate 2 units (MWh) | Rate 3 units (MWh) | MWh/year
LV UMS (Pseudo HH Metered) | 14294.455 | 32942.9669 | 213416.9559 | 260654.3778
| Unit rate 1 p/kWh | Unit rate 2 p/kWh | Unit rate 3 p/kWh | Average unit rate (p/kWh) | Revenue (£/year) | Average p/kWh
Assets 132kV | 3.2607 | 0.11255 | 0.015179 | 0.20547 | 535572.1628 | 0.20547
Assets 132kV/EHV | 1.2898 | 0.044521 | 0.0060042 | 0.081276 | 211848.4514 | 0.081276
Assets EHV | 2.6622 | 0.15215 | 0.02109 | 0.18249 | 475677.6548 | 0.18249
Assets EHV/HV | 1.6793 | 0.095979 | 0.013304 | 0.11512 | 300059.0805 | 0.11512
Assets 132kV/HV | 0 | 0 | 0 | 0 | 0 | 0
Assets HV | 2.1341 | 0.12197 | 0.016907 | 0.1463 | 381326.0228 | 0.1463
Assets HV/LV | 1.9376 | 0.11074 | 0.01535 | 0.13282 | 346213.676 | 0.13282
Assets LV circuits | 0.046035 | 0.002631 | 0.0003647 | 0.0031557 | 8225.4688 | 0.0031557
Assets LV customer |  |  |  | 0 | 0 | 0
Transmission exit | 2.0966 | 0.018269 | 0.0019529 | 0.11889 | 309881.5841 | 0.11889
Operating 132kV | 1.1888 | 0.041035 | 0.005534 | 0.07491 | 195256.3598 | 0.07491
Operating 132kV/EHV | 0.47022 | 0.016231 | 0.002189 | 0.029631 | 77234.704 | 0.029631
Operating EHV | 0.97056 | 0.055471 | 0.007689 | 0.066533 | 173420.304 | 0.066533
Operating EHV/HV | 0.61223 | 0.034991 | 0.0048503 | 0.041969 | 109394.1169 | 0.041969
Operating 132kV/HV | 0 | 0 | 0 | 0 | 0 | 0
Operating HV | 1.1115 | 0.063526 | 0.0088056 | 0.076194 | 198602.9048 | 0.076194
Operating HV/LV | 1.0092 | 0.057677 | 0.0079948 | 0.069178 | 180315.6292 | 0.069178
Operating LV circuits | 0.55944 | 0.031974 | 0.004432 | 0.03835 | 99960.0804 | 0.03835
Operating LV customer | 1.527 | 1.527 | 1.527 | 1.527 | 3980300.1051 | 1.527
Scaler | 8.7136 | 0.075929 | 0.0081166 | 0.4941 | 1287895.0595 | 0.4941
Rounding | 0.00016872 | 0.00030166 | 0.00019453 | 0.00020666 | 538.6579 | 0.00020666
Total | 31.269 | 2.563 | 1.667 | 3.4036 | 8871722.0227 | 3.4036
LV Generation NHH or Aggregate HH
| Rate 1 units (MWh) | MPANs | MWh/year | MWh/MPAN/year
LV Generation NHH or Aggregate HH | 762.5555 | 61 | 762.5555 | 12.5009
| Unit rate 1 p/kWh | Fixed charge p/MPAN/day | Revenue (£/year) | Average p/kWh | Average £/MPAN/year
Assets 132kV | -0.13162 |  | -1003.6826 | -0.13162 | -16.4538
Assets 132kV/EHV | -0.052063 |  | -397.0121 | -0.052063 | -6.5084
Assets EHV | -0.13146 |  | -1002.4823 | -0.13146 | -16.4341
Assets EHV/HV | -0.082928 |  | -632.3692 | -0.082928 | -10.3667
Assets 132kV/HV | 0 |  | 0 | 0 | 0
Assets HV | -0.10539 |  | -803.6379 | -0.10539 | -13.1744
Assets HV/LV | -0.095683 |  | -729.6392 | -0.095683 | -11.9613
Assets LV circuits | 0 |  | 0 | 0 | 0
Assets LV customer |  | 0 | 0 | 0 | 0
Assets HV customer |  | 0 | 0 | 0 | 0
Transmission exit | -0.063082 |  | -481.0321 | -0.063082 | -7.8858
Operating 132kV | -0.047986 |  | -365.9179 | -0.047986 | -5.9987
Operating 132kV/EHV | -0.018981 |  | -144.7408 | -0.018981 | -2.3728
Operating EHV | -0.047928 |  | -365.4802 | -0.047928 | -5.9915
Operating EHV/HV | -0.030233 |  | -230.5462 | -0.030233 | -3.7794
Operating 132kV/HV | 0 |  | 0 | 0 | 0
Operating HV | -0.054888 |  | -418.5521 | -0.054888 | -6.8615
Operating HV/LV | -0.049834 |  | -380.012 | -0.049834 | -6.2297
Operating LV circuits | 0 |  | 0 | 0 | 0
Operating LV customer |  | 0 | 0 | 0 | 0
Operating HV customer |  | 0 | 0 | 0 | 0
Scaler | 0 | 0 | 0 | 0 | 0
Rounding | 7.8449e-05 | 0 | 0.59822 | 7.8449e-05 | 0.0098069
Total | -0.912 | 0 | -6954.5066 | -0.912 | -114.0083
LV Sub Generation NHH
| Rate 1 units (MWh) | MPANs | MWh/year | MWh/MPAN/year
LV Sub Generation NHH | 0 | 0 | 0
| Unit rate 1 p/kWh | Fixed charge p/MPAN/day | Revenue (£/year) | Average p/kWh | Average £/MPAN/year
Assets 132kV | -0.12538 |  | 0
Assets 132kV/EHV | -0.049595 |  | 0
Assets EHV | -0.12523 |  | 0
Assets EHV/HV | -0.078996 |  | 0
Assets 132kV/HV | 0 |  | 0
Assets HV | -0.10039 |  | 0
Assets HV/LV | 0 |  | 0
Assets LV circuits | 0 |  | 0
Assets LV customer |  | 0 | 0
Assets HV customer |  | 0 | 0
Transmission exit | -0.060091 |  | 0
Operating 132kV | -0.045711 |  | 0
Operating 132kV/EHV | -0.018081 |  | 0
Operating EHV | -0.045656 |  | 0
Operating EHV/HV | -0.0288 |  | 0
Operating 132kV/HV | 0 |  | 0
Operating HV | -0.052286 |  | 0
Operating HV/LV | 0 |  | 0
Operating LV circuits | 0 |  | 0
Operating LV customer |  | 0 | 0
Operating HV customer |  | 0 | 0
Scaler | 0 | 0 | 0
Rounding | 0.00022025 | 0 | 0
Total | -0.73 | 0 | 0 | 0 | 0
LV Generation Intermittent
| Rate 1 units (MWh) | MPANs | Reactive power units (MVArh) | MWh/year | MWh/MPAN/year
LV Generation Intermittent | 29085.8185 | 203 | 1127.6162 | 29085.8185 | 143.2799
| Unit rate 1 p/kWh | Fixed charge p/MPAN/day | Reactive power charge p/kVArh | Revenue (£/year) | Average p/kWh | Average £/MPAN/year
Assets 132kV | -0.13162 |  | 0.023065 | -38022.9381 | -0.13073 | -187.3051
Assets 132kV/EHV | -0.052063 |  | 0.0099329 | -15031.0504 | -0.051678 | -74.0446
Assets EHV | -0.13146 |  | 0.025081 | -37954.4184 | -0.13049 | -186.9676
Assets EHV/HV | -0.082928 |  | 0.016178 | -23937.7554 | -0.0823 | -117.92
Assets 132kV/HV | 0 |  | 0 | 0 | 0 | 0
Assets HV | -0.10539 |  | 0.020559 | -30420.9725 | -0.10459 | -149.857
Assets HV/LV | -0.095683 |  | 0.018666 | -27619.8216 | -0.09496 | -136.0582
Assets LV circuits | 0 |  | 0.00044348 | 5.0008 | 1.7193e-05 | 0.024634
Assets LV customer |  | 0 |  | 0 | 0 | 0
Assets HV customer |  | 0 |  | 0 | 0 | 0
Transmission exit | -0.063082 |  | 0.011054 | -18223.1464 | -0.062653 | -89.7692
Operating 132kV | -0.047986 |  | 0.0084089 | -13862.2225 | -0.04766 | -68.2868
Operating 132kV/EHV | -0.018981 |  | 0.0036213 | -5479.9491 | -0.018841 | -26.9948
Operating EHV | -0.047928 |  | 0.009144 | -13837.2419 | -0.047574 | -68.1638
Operating EHV/HV | -0.030233 |  | 0.0058981 | -8727.1134 | -0.030005 | -42.9907
Operating 132kV/HV | 0 |  | 0 | 0 | 0 | 0
Operating HV | -0.054888 |  | 0.010708 | -15843.9056 | -0.054473 | -78.0488
Operating HV/LV | -0.049834 |  | 0.0097219 | -14385.0052 | -0.049457 | -70.8621
Operating LV circuits | 0 |  | 0.0053894 | 60.7721 | 0.00020894 | 0.29937
Operating LV customer |  | 0 |  | 0 | 0 | 0
Operating HV customer |  | 0 |  | 0 | 0 | 0
Scaler | 0 | 0 | 0 | 0 | 0 | 0
Rounding | 7.8449e-05 | 0 | 0.00012785 | 24.2593 | 8.3406e-05 | 0.1195
Total | -0.912 | 0 | 0.178 | -263255.5083 | -0.9051 | -1296.8252
LV Generation Non-Intermittent
| Rate 1 units (MWh) | Rate 2 units (MWh) | Rate 3 units (MWh) | MPANs | Reactive power units (MVArh) | MWh/year | MWh/MPAN/year
LV Generation Non-Intermittent | 189.3817 | 748.6606 | 1599.0254 | 21 | 49.5338 | 2537.0678 | 120.8128
| Unit rate 1 p/kWh | Unit rate 2 p/kWh | Unit rate 3 p/kWh | Fixed charge p/MPAN/day | Reactive power charge p/kVArh | Average unit rate (p/kWh) | Revenue (£/year) | Average p/kWh | Average £/MPAN/year
Assets 132kV | -1.0439 | -0.10433 | -0.013813 |  | 0.023065 | -0.11696 | -2967.4225 | -0.11696 | -141.3058
Assets 132kV/EHV | -0.4129 | -0.041269 | -0.0054639 |  | 0.0099329 | -0.046249 | -1173.379 | -0.046249 | -55.8752
Assets EHV | -0.87971 | -0.14287 | -0.019193 |  | 0.025081 | -0.11943 | -3030.1062 | -0.11943 | -144.2908
Assets EHV/HV | -0.55492 | -0.090125 | -0.012107 |  | 0.016178 | -0.075332 | -1911.2246 | -0.075332 | -91.0107
Assets 132kV/HV | 0 | 0 | 0 |  | 0 | 0 | 0 | 0 | 0
Assets HV | -0.70521 | -0.11453 | -0.015386 |  | 0.020559 | -0.095735 | -2428.854 | -0.095735 | -115.6597
Assets HV/LV | -0.64028 | -0.10399 | -0.013969 |  | 0.018666 | -0.086919 | -2205.2061 | -0.086919 | -105.0098
Assets LV circuits | 0 | 0 | 0 |  | 0.00044348 | 8.6586e-06 | 0.21967 | 8.6586e-06 | 0.010461
Assets LV customer |  |  |  | 0 |  | 0 | 0 | 0 | 0
Assets HV customer |  |  |  | 0 |  | 0 | 0 | 0 | 0
Transmission exit | -0.63096 | -0.020101 | -0.0017772 |  | 0.011054 | -0.053934 | -1368.3441 | -0.053934 | -65.1592
Operating 132kV | -0.38057 | -0.038037 | -0.005036 |  | 0.0084089 | -0.042642 | -1081.8488 | -0.042642 | -51.5166
Operating 132kV/EHV | -0.15053 | -0.015046 | -0.001992 |  | 0.0036213 | -0.016861 | -427.7849 | -0.016861 | -20.3707
Operating EHV | -0.32072 | -0.052088 | -0.0069971 |  | 0.009144 | -0.043542 | -1104.7017 | -0.043542 | -52.6048
Operating EHV/HV | -0.20231 | -0.032857 | -0.0044138 |  | 0.0058981 | -0.027464 | -696.7852 | -0.027464 | -33.1802
Operating 132kV/HV | 0 | 0 | 0 |  | 0 | 0 | 0 | 0 | 0
Operating HV | -0.36729 | -0.059652 | -0.0080132 |  | 0.010708 | -0.049861 | -1265.0001 | -0.049861 | -60.2381
Operating HV/LV | -0.33347 | -0.054159 | -0.0072753 |  | 0.0097219 | -0.04527 | -1148.5194 | -0.04527 | -54.6914
Operating LV circuits | 0 | 0 | 0 |  | 0.0053894 | 0.00010522 | 2.6696 | 0.00010522 | 0.12712
Operating LV customer |  |  |  | 0 |  | 0 | 0 | 0 | 0
Operating HV customer |  |  |  | 0 |  | 0 | 0 | 0 | 0
Scaler | 0 | 0 | 0 | 0 | 0 | 0 | 0 | 0 | 0
Rounding | -0.00026686 | 5.8539e-05 | 0.00043585 | 0 | 0.00012785 | 0.00027455 | 6.9655 | 0.00027455 | 0.33169
Total | -6.623 | -0.869 | -0.115 | 0 | 0.178 | -0.81982 | -20799.3218 | -0.81982 | -990.4439
LV Sub Generation Intermittent
| Rate 1 units (MWh) | MPANs | Reactive power units (MVArh) | MWh/year | MWh/MPAN/year
LV Sub Generation Intermittent | 1410.5415 | 24 | 35.7122 | 1410.5415 | 58.7726
| Unit rate 1 p/kWh | Fixed charge p/MPAN/day | Reactive power charge p/kVArh | Revenue (£/year) | Average p/kWh | Average £/MPAN/year
Assets 132kV | -0.12538 |  | 0.021972 | -1760.7059 | -0.12482 | -73.3627
Assets 132kV/EHV | -0.049595 |  | 0.009462 | -696.1813 | -0.049356 | -29.0076
Assets EHV | -0.12523 |  | 0.023892 | -1757.9049 | -0.12463 | -73.246
Assets EHV/HV | -0.078996 |  | 0.015411 | -1108.7711 | -0.078606 | -46.1988
Assets 132kV/HV | 0 |  | 0 | 0 | 0 | 0
Assets HV | -0.10039 |  | 0.019585 | -1409.0667 | -0.099895 | -58.7111
Assets HV/LV | 0 |  | 0.00076206 | 0.27215 | 1.9294e-05 | 0.01134
Assets LV circuits | 0 |  | 0 | 0 | 0 | 0
Assets LV customer |  | 0 |  | 0 | 0 | 0
Assets HV customer |  | 0 |  | 0 | 0 | 0
Transmission exit | -0.060091 |  | 0.01053 | -843.8485 | -0.059824 | -35.1604
Operating 132kV | -0.045711 |  | 0.0080103 | -641.9098 | -0.045508 | -26.7462
Operating 132kV/EHV | -0.018081 |  | 0.0034496 | -253.8105 | -0.017994 | -10.5754
Operating EHV | -0.045656 |  | 0.0087105 | -640.8886 | -0.045436 | -26.7037
Operating EHV/HV | -0.0288 |  | 0.0056185 | -404.2305 | -0.028658 | -16.8429
Operating 132kV/HV | 0 |  | 0 | 0 | 0 | 0
Operating HV | -0.052286 |  | 0.0102 | -733.8727 | -0.052028 | -30.578
Operating HV/LV | 0 |  | 0.009261 | 3.3073 | 0.00023447 | 0.1378
Operating LV circuits | 0 |  | 0 | 0 | 0 | 0
Operating LV customer |  | 0 |  | 0 | 0 | 0
Operating HV customer |  | 0 |  | 0 | 0 | 0
Scaler | 0 | 0 | 0 | 0 | 0 | 0
Rounding | 0.00022025 | 0 | 0.00013611 | 3.1553 | 0.0002237 | 0.13147
Total | -0.73 | 0 | 0.147 | -10244.4558 | -0.72628 | -426.8523
LV Sub Generation Non-Intermittent
| Rate 1 units (MWh) | Rate 2 units (MWh) | Rate 3 units (MWh) | MPANs | Reactive power units (MVArh) | MWh/year | MWh/MPAN/year
LV Sub Generation Non-Intermittent | 40.4072 | 74.7668 | 276.0731 | 9 | 485.7572 | 391.2471 | 43.4719
| Unit rate 1 p/kWh | Unit rate 2 p/kWh | Unit rate 3 p/kWh | Fixed charge p/MPAN/day | Reactive power charge p/kVArh | Average unit rate (p/kWh) | Revenue (£/year) | Average p/kWh | Average £/MPAN/year
Assets 132kV | -0.99437 | -0.099386 | -0.013158 |  | 0.021972 | -0.1037 | -405.7042 | -0.1037 | -45.0782
Assets 132kV/EHV | -0.39333 | -0.039313 | -0.0052049 |  | 0.009462 | -0.04006 | -156.7329 | -0.04006 | -17.4148
Assets EHV | -0.838 | -0.1361 | -0.018283 |  | 0.023892 | -0.095793 | -374.7856 | -0.095793 | -41.6428
Assets EHV/HV | -0.52861 | -0.085852 | -0.011533 |  | 0.015411 | -0.060005 | -234.7661 | -0.060005 | -26.0851
Assets 132kV/HV | 0 | 0 | 0 |  | 0 | 0 | 0 | 0 | 0
Assets HV | -0.67178 | -0.1091 | -0.014656 |  | 0.019585 | -0.076256 | -298.3494 | -0.076256 | -33.1499
Assets HV/LV | 0 | 0 | 0 |  | 0.00076206 | 0.00094615 | 3.7018 | 0.00094615 | 0.41131
Assets LV circuits | 0 | 0 | 0 |  | 0 | 0 | 0 | 0 | 0
Assets LV customer |  |  |  | 0 |  | 0 | 0 | 0 | 0
Assets HV customer |  |  |  | 0 |  | 0 | 0 | 0 | 0
Transmission exit | -0.60104 | -0.019148 | -0.001693 |  | 0.01053 | -0.053854 | -210.7037 | -0.053854 | -23.4115
Operating 132kV | -0.36252 | -0.036234 | -0.0047973 |  | 0.0080103 | -0.037805 | -147.9097 | -0.037805 | -16.4344
Operating 132kV/EHV | -0.1434 | -0.014332 | -0.0018976 |  | 0.0034496 | -0.014605 | -57.1409 | -0.014605 | -6.349
Operating EHV | -0.30551 | -0.049619 | -0.0066654 |  | 0.0087105 | -0.034924 | -136.6376 | -0.034924 | -15.182
Operating EHV/HV | -0.19272 | -0.0313 | -0.0042046 |  | 0.0056185 | -0.021876 | -85.5899 | -0.021876 | -9.51
Operating 132kV/HV | 0 | 0 | 0 |  | 0 | 0 | 0 | 0 | 0
Operating HV | -0.34988 | -0.056824 | -0.0076333 |  | 0.0102 | -0.039716 | -155.3868 | -0.039716 | -17.2652
Operating HV/LV | 0 | 0 | 0 |  | 0.009261 | 0.011498 | 44.9858 | 0.011498 | 4.9984
Operating LV circuits | 0 | 0 | 0 |  | 0 | 0 | 0 | 0 | 0
Operating LV customer |  |  |  | 0 |  | 0 | 0 | 0 | 0
Operating HV customer |  |  |  | 0 |  | 0 | 0 | 0 | 0
Scaler | 0 | 0 | 0 | 0 | 0 | 0 | 0 | 0 | 0
Rounding | 0.00017848 | 0.00020948 | -0.00027383 | 0 | 0.00013611 | 3.4234e-05 | 0.13394 | 3.4234e-05 | 0.014882
Total | -5.381 | -0.677 | -0.09 | 0 | 0.147 | -0.56611 | -2214.8854 | -0.56611 | -246.0984
HV Generation Intermittent
| Rate 1 units (MWh) | MPANs | Reactive power units (MVArh) | MWh/year | MWh/MPAN/year
HV Generation Intermittent | 352888.2803 | 136 | 9441.6513 | 352888.2803 | 2594.7668
| Unit rate 1 p/kWh | Fixed charge p/MPAN/day | Reactive power charge p/kVArh | Revenue (£/year) | Average p/kWh | Average £/MPAN/year
Assets 132kV | -0.12376 |  | 0.021687 | -434680.7044 | -0.12318 | -3196.1816
Assets 132kV/EHV | -0.048953 |  | 0.0093396 | -171868.4323 | -0.048703 | -1263.7385
Assets EHV | -0.12361 |  | 0.023583 | -433979.4112 | -0.12298 | -3191.0251
Assets EHV/HV | -0.033529 |  | 0.0065409 | -117701.3339 | -0.033354 | -865.451
Assets 132kV/HV | 0 |  | 0 | 0 | 0 | 0
Assets HV | 0 |  | 0.0024855 | 234.6681 | 6.6499e-05 | 1.7255
Assets HV/LV | 0 |  | 0 | 0 | 0 | 0
Assets LV circuits | 0 |  | 0 | 0 | 0 | 0
Assets LV customer |  | 0 |  | 0 | 0 | 0
Assets HV customer |  | 0 |  | 0 | 0 | 0
Transmission exit | -0.059313 |  | 0.010394 | -208328.1965 | -0.059035 | -1531.825
Operating 132kV | -0.045119 |  | 0.0079066 | -158473.8302 | -0.044908 | -1165.2488
Operating 132kV/EHV | -0.017847 |  | 0.003405 | -62658.9781 | -0.017756 | -460.7278
Operating EHV | -0.045065 |  | 0.0085978 | -158218.1561 | -0.044835 | -1163.3688
Operating EHV/HV | -0.028427 |  | 0.0055457 | -99793.0099 | -0.028279 | -733.7721
Operating 132kV/HV | 0 |  | 0 | 0 | 0 | 0
Operating HV | 0 |  | 0.010068 | 950.6021 | 0.00026938 | 6.9897
Operating HV/LV | 0 |  | 0 | 0 | 0 | 0
Operating LV circuits | 0 |  | 0 | 0 | 0 | 0
Operating LV customer |  | 0 |  | 0 | 0 | 0
Operating HV customer |  | 5.9207 |  | 2939.0388 | 0.00083285 | 21.6106
Scaler | 0 | 0 | 0 | 0 | 0 | 0
Rounding | -0.00037744 | -0.00070665 | 0.00044676 | -1290.1064 | -0.00036558 | -9.4861
Total | -0.526 | 5.92 | 0.11 | -1842867.8499 | -0.52222 | -13550.4989
HV Generation Non-Intermittent
| Rate 1 units (MWh) | Rate 2 units (MWh) | Rate 3 units (MWh) | MPANs | Reactive power units (MVArh) | MWh/year | MWh/MPAN/year
HV Generation Non-Intermittent | 41856.722 | 160926.1045 | 333208.8975 | 126 | 12771.8207 | 535991.7239 | 4253.9026
| Unit rate 1 p/kWh | Unit rate 2 p/kWh | Unit rate 3 p/kWh | Fixed charge p/MPAN/day | Reactive power charge p/kVArh | Average unit rate (p/kWh) | Revenue (£/year) | Average p/kWh | Average £/MPAN/year
Assets 132kV | -0.9815 | -0.098099 | -0.012988 |  | 0.021687 | -0.11366 | -609199.5377 | -0.11366 | -4834.917
Assets 132kV/EHV | -0.38824 | -0.038804 | -0.0051375 |  | 0.0093396 | -0.04494 | -240874.9503 | -0.04494 | -1911.706
Assets EHV | -0.82716 | -0.13434 | -0.018046 |  | 0.023583 | -0.11558 | -619524.0011 | -0.11558 | -4916.8572
Assets EHV/HV | -0.22436 | -0.036439 | -0.0048949 |  | 0.0065409 | -0.031348 | -168024.6608 | -0.031348 | -1333.5291
Assets 132kV/HV | 0 | 0 | 0 |  | 0 | 0 | 0 | 0 | 0
Assets HV | 0 | 0 | 0 |  | 0.0024855 | 5.9224e-05 | 317.438 | 5.9224e-05 | 2.5193
Assets HV/LV | 0 | 0 | 0 |  | 0 | 0 | 0 | 0 | 0
Assets LV circuits | 0 | 0 | 0 |  | 0 | 0 | 0 | 0 | 0
Assets LV customer |  |  |  | 0 |  | 0 | 0 | 0 | 0
Assets HV customer |  |  |  | 0 |  | 0 | 0 | 0 | 0
Transmission exit | -0.59326 | -0.0189 | -0.001671 |  | 0.010394 | -0.052795 | -282976.5753 | -0.052795 | -2245.8458
Operating 132kV | -0.35783 | -0.035765 | -0.0047352 |  | 0.0079066 | -0.041437 | -222099.079 | -0.041437 | -1762.6911
Operating 132kV/EHV | -0.14154 | -0.014147 | -0.001873 |  | 0.003405 | -0.016384 | -87817.0473 | -0.016384 | -696.9607
Operating EHV | -0.30156 | -0.048976 | -0.0065791 |  | 0.0085978 | -0.042139 | -225863.1229 | -0.042139 | -1792.5645
Operating EHV/HV | -0.19023 | -0.030894 | -0.0041501 |  | 0.0055457 | -0.026579 | -142459.6143 | -0.026579 | -1130.6319
Operating 132kV/HV | 0 | 0 | 0 |  | 0 | 0 | 0 | 0 | 0
Operating HV | 0 | 0 | 0 |  | 0.010068 | 0.00023991 | 1285.8895 | 0.00023991 | 10.2055
Operating HV/LV | 0 | 0 | 0 |  | 0 | 0 | 0 | 0 | 0
Operating LV circuits | 0 | 0 | 0 |  | 0 | 0 | 0 | 0 | 0
Operating LV customer |  |  |  | 0 |  | 0 | 0 | 0 | 0
Operating HV customer |  |  |  | 5.9207 |  | 0 | 2722.933 | 0.00050802 | 21.6106
Scaler | 0 | 0 | 0 | 0 | 0 | 0 | 0 | 0 | 0
Rounding | -0.00032015 | 0.00036175 | 7.5147e-05 | -0.00070665 | 0.00044676 | 0.00014097 | 755.2822 | 0.00014091 | 5.9943
Total | -4.006 | -0.456 | -0.06 | 5.92 | 0.11 | -0.48443 | -2593757.0461 | -0.48392 | -20585.3734

## M-Rev
Revenue matrix for Electricity North West in 2017/18 (v1)
This sheet is for information only. It can be deleted without affecting any calculations elsewhere in the model.
3901. Revenue matrix by tariff
Revenue matrix by tariff, charging element and network level
| Assets 132kV | Assets 132kV/EHV | Assets EHV | Assets EHV/HV | Assets 132kV/HV | Assets HV | Assets HV/LV | Assets LV circuits | Assets LV customer | Assets HV customer | Transmission exit | Operating 132kV | Operating 132kV/EHV | Operating EHV | Operating EHV/HV | Operating 132kV/HV | Operating HV | Operating HV/LV | Operating LV circuits | Operating LV customer | Operating HV customer | Scaler | Rounding | Total net revenue by tariff (£/year)
Domestic Unrestricted | 16258859.6052 | 6431279.4217 | 15783396.5599 | 9956220.1652 | 0 | 12652727.6926 | 11487669.6161 | 271274.309 | 0 | 0 | 8166543.6174 | 5927577.9448 | 2344685.3582 | 5754235.8821 | 3629791.5412 | 0 | 6589816.3862 | 5983028.744 | 3296663.3785 | 19681754.2158 | 0 | 33940871.9875 | -14248.6951 | 168142147.7305
Domestic Two Rate | 1486613.7174 | 588038.0569 | 1481926.4529 | 934804.2405 | 0 | 1187983.3215 | 1078594.2951 | 24048.3452 | 0 | 0 | 711863.0689 | 541982.5804 | 214384.1266 | 540273.7198 | 340806.4977 | 0 | 618727.6094 | 561755.42 | 292247.7225 | 1744778.6397 | 0 | 2958565.3892 | 1288.2861 | 15308681.49
Domestic Off Peak (related MPAN) | 4629.2431 | 1831.122 | 5895.7964 | 3719.0884 | 0 | 4726.3531 | 4291.1524 | 0 |  |  | 1138.4557 | 1687.7075 | 667.5818 | 2149.4615 | 1355.8876 | 0 | 2461.5877 | 2234.9257 | 0 |  |  | 4731.5217 | -41.5541 | 41478.3306
Small Non Domestic Unrestricted | 3684011.1833 | 1457230.4508 | 3721580.7409 | 2347585.7733 | 0 | 2983397.618 | 2708687.5654 | 16480.4013 | 0 | 0 | 1737902.6285 | 1343099.3298 | 531270.1684 | 1356796.261 | 855871.6904 | 0 | 1553818.5115 | 1410743.528 | 200278.2191 | 1195701.9051 | 0 | 7222875.8463 | 6804.4351 | 34334136.2561
Small Non Domestic Two Rate | 1406010.325 | 556154.9512 | 1421127.8794 | 896452.2938 | 0 | 1139244.2689 | 1034343.1149 | 4457.7355 | 0 | 0 | 661100.8286 | 512596.5778 | 202760.3351 | 518108.0641 | 326824.3268 | 0 | 593343.2485 | 538708.4408 | 54172.669 | 323421.9072 | 0 | 2747593.0632 | -847.9164 | 12935572.1133
Small Non Domestic Off Peak (related MPAN) | 3662.3179 | 1448.6495 | 4904.6748 | 3093.8855 | 0 | 3931.8226 | 3569.7819 | 0 |  |  | 676.2441 | 1335.1905 | 528.1418 | 1788.1231 | 1127.9541 | 0 | 2047.7789 | 1859.2202 | 0 |  |  | 2810.5298 | 19.0035 | 32803.3181
LV Medium Non-Domestic | 0 | 0 | 0 | 0 | 0 | 0 | 0 | 0 | 0 | 0 | 0 | 0 | 0 | 0 | 0 | 0 | 0 | 0 | 0 | 0 | 0 | 0 | 0 | 0
LV Sub Medium Non-Domestic | 0 | 0 | 0 | 0 | 0 | 0 | 0 | 0 | 0 | 0 | 0 | 0 | 0 | 0 | 0 | 0 | 0 | 0 | 0 | 0 | 0 | 0 | 0 | 0
HV Medium Non-Domestic | 13374.1331 | 5290.2103 | 13558.9944 | 3813.1632 | 0 | 1109.7773 | 0 | 0 | 0 | 0 | 6362.8201 | 4875.878 | 1928.6798 | 4943.2739 | 3232.9883 | 0 | 4495.526 | 0 | 0 | 0 | 19255.9814 | 26444.4386 | 16.1843 | 108702.0486
LV Network Domestic | 0 | 0 | 0 | 0 | 0 | 0 | 0 | 0 | 0 | 0 | 0 | 0 | 0 | 0 | 0 | 0 | 0 | 0 | 0 | 0 | 0 | 0 | 0 | 0
LV Network Non-Domestic Non-CT | 1138800.7305 | 450458.758 | 1136678.276 | 717020.5177 | 0 | 911215.8239 | 827311.4374 | 722.3854 | 0 | 0 | 547634.6637 | 415178.5708 | 164226.1182 | 414404.7764 | 261407.9407 | 0 | 474581.0637 | 430881.8303 | 8778.7951 | 52411.2013 | 0 | 2276017.7238 | -434.9725 | 10227295.6403
LV HH Metered | 4456038.0753 | 1765777.4781 | 4457230.8206 | 2813031.6968 | 0 | 4621558.9804 | 7997127.9738 | 165718.8921 | 0 | 0 | 2141475.285 | 1624561.2336 | 643758.7807 | 1624996.079 | 1025561.7582 | 0 | 2407008.6576 | 4165078.5699 | 2013900.2643 | 528840.747 | 0 | 8900159.225 | -5246.4861 | 51346578.0312
LV Sub HH Metered | 2343698.4719 | 928304.6807 | 2349937.1875 | 1482895.5258 | 0 | 3989192.0201 | 155222.9496 | 0 | 0 | 0 | 1120908.4921 | 854454.4764 | 338436.919 | 856728.9578 | 540627.0198 | 0 | 2077658.1604 | 1886348.2327 | 0 | 323141.0034 | 0 | 4658594.0665 | 13109.5921 | 23919257.7557
HV HH Metered | 7717671.5678 | 3056329.2877 | 9267235.7584 | 4199296.4584 | 0 | 1222156.9261 | 0 | 0 | 0 | 0 | 3706545.4687 | 2813672.1075 | 1114262.0404 | 3378604.873 | 3560371.1446 | 0 | 4950757.5261 | 0 | 0 | 0 | 680399.3666 | 15404728.2625 | -28436.4937 | 61043594.2939
NHH UMS category A | 53074.5927 | 20993.9408 | 53023.1483 | 33447.182 | 0 | 42505.8988 | 38591.9727 | 916.8819 | 0 |  | 25426.1103 | 19349.6834 | 7653.8714 | 19330.928 | 12194.015 | 0 | 22137.9986 | 20099.5406 | 11142.4157 | 559984.8835 |  | 105673.1459 | -49.3651 | 1045496.8446
NHH UMS category B | 18857.3193 | 7459.1141 | 16673.0839 | 10517.438 | 0 | 13365.9437 | 12135.213 | 288.3127 | 0 |  | 10978.5169 | 6874.912 | 2719.4085 | 6078.5939 | 3834.3977 | 0 | 6961.2749 | 6320.2835 | 3503.7231 | 154979.539 |  | 45627.6796 | 29.2455 | 327203.9993
NHH UMS category C | 910.0785 | 359.9864 | 786.4882 | 496.1194 | 0 | 630.4867 | 572.4317 | 13.6 | 0 |  | 546.1529 | 331.7921 | 131.2422 | 286.7341 | 180.8729 | 0 | 328.3712 | 298.1349 | 165.2746 | 4059.0009 |  | 2269.8594 | -1.2292 | 12365.3969
NHH UMS category D | 0.098044 | 0.038782 | 0.10978 | 0.069251 | 0 | 0.088006 | 0.079903 | 0.0018984 | 0 |  | 0.036345 | 0.035744 | 0.014139 | 0.040024 | 0.025247 | 0 | 0.045836 | 0.041615 | 0.02307 | 1.2008 |  | 0.15105 | 5.7457e-05 | 2.0996
LV UMS (Pseudo HH Metered) | 535572.1628 | 211848.4514 | 475677.6548 | 300059.0805 | 0 | 381326.0228 | 346213.676 | 8225.4688 | 0 |  | 309881.5841 | 195256.3598 | 77234.704 | 173420.304 | 109394.1169 | 0 | 198602.9048 | 180315.6292 | 99960.0804 | 3980300.1051 |  | 1287895.0595 | 538.6579 | 8871722.0227
LV Generation NHH or Aggregate HH | -1003.6826 | -397.0121 | -1002.4823 | -632.3692 | 0 | -803.6379 | -729.6392 | 0 | 0 | 0 | -481.0321 | -365.9179 | -144.7408 | -365.4802 | -230.5462 | 0 | -418.5521 | -380.012 | 0 | 0 | 0 | 0 | 0.59822 | -6954.5066
LV Sub Generation NHH | 0 | 0 | 0 | 0 | 0 | 0 | 0 | 0 | 0 | 0 | 0 | 0 | 0 | 0 | 0 | 0 | 0 | 0 | 0 | 0 | 0 | 0 | 0 | 0
LV Generation Intermittent | -38022.9381 | -15031.0504 | -37954.4184 | -23937.7554 | 0 | -30420.9725 | -27619.8216 | 5.0008 | 0 | 0 | -18223.1464 | -13862.2225 | -5479.9491 | -13837.2419 | -8727.1134 | 0 | -15843.9056 | -14385.0052 | 60.7721 | 0 | 0 | 0 | 24.2593 | -263255.5083
LV Generation Non-Intermittent | -2967.4225 | -1173.379 | -3030.1062 | -1911.2246 | 0 | -2428.854 | -2205.2061 | 0.21967 | 0 | 0 | -1368.3441 | -1081.8488 | -427.7849 | -1104.7017 | -696.7852 | 0 | -1265.0001 | -1148.5194 | 2.6696 | 0 | 0 | 0 | 6.9655 | -20799.3218
LV Sub Generation Intermittent | -1760.7059 | -696.1813 | -1757.9049 | -1108.7711 | 0 | -1409.0667 | 0.27215 | 0 | 0 | 0 | -843.8485 | -641.9098 | -253.8105 | -640.8886 | -404.2305 | 0 | -733.8727 | 3.3073 | 0 | 0 | 0 | 0 | 3.1553 | -10244.4558
LV Sub Generation Non-Intermittent | -405.7042 | -156.7329 | -374.7856 | -234.7661 | 0 | -298.3494 | 3.7018 | 0 | 0 | 0 | -210.7037 | -147.9097 | -57.1409 | -136.6376 | -85.5899 | 0 | -155.3868 | 44.9858 | 0 | 0 | 0 | 0 | 0.13394 | -2214.8854
HV Generation Intermittent | -434680.7044 | -171868.4323 | -433979.4112 | -117701.3339 | 0 | 234.6681 | 0 | 0 | 0 | 0 | -208328.1965 | -158473.8302 | -62658.9781 | -158218.1561 | -99793.0099 | 0 | 950.6021 | 0 | 0 | 0 | 2939.0388 | 0 | -1290.1064 | -1842867.8499
HV Generation Non-Intermittent | -609199.5377 | -240874.9503 | -619524.0011 | -168024.6608 | 0 | 317.438 | 0 | 0 | 0 | 0 | -282976.5753 | -222099.079 | -87817.0473 | -225863.1229 | -142459.6143 | 0 | 1285.8895 | 0 | 0 | 0 | 2722.933 | 0 | 755.2822 | -2593757.0461
3902. Revenues by charging element and network level
Total net revenue by charging element and network level (£/year)
| Assets 132kV | Assets 132kV/EHV | Assets EHV | Assets EHV/HV | Assets 132kV/HV | Assets HV | Assets HV/LV | Assets LV circuits | Assets LV customer | Assets HV customer | Transmission exit | Operating 132kV | Operating 132kV/EHV | Operating EHV | Operating EHV/HV | Operating 132kV/HV | Operating HV | Operating HV/LV | Operating LV circuits | Operating LV customer | Operating HV customer | Scaler | Rounding | Total net revenue (£/year)
Revenues by charging element and network level | 38033742.9265 | 15052606.8603 | 39092010.5164 | 23388901.8167 | 0 | 29120264.27 | 25663780.5668 | 492151.5544 | 0 | 0 | 18636552.1266 | 13866161.6623 | 5487808.0384 | 14251979.8425 | 10420185.2877 | 0 | 19486566.4256 | 15171807.298 | 5980876.007 | 28549374.3489 | 705317.3197 | 79584857.9494 | -28001.0197 | 382956943.7976

## CData
Additional calculations for tariff comparisons for Electricity North West in 2017/18 (v1)
This sheet is for information only. It can be deleted without affecting any calculations elsewhere in the model.
4001. Revenues under current tariffs (£)
Data sources:
x1 = 1201. Current revenues if known (£) (in Current tariff information)
x2 = 1010. Days in the charging year (in Financial and general assumptions)
x3 = 1201. Current Fixed charge p/MPAN/day (in Current tariff information)
x4 = 1053. MPANs by tariff (in Volume forecasts for the charging year)
x5 = 1201. Current Capacity charge p/kVA/day (in Current tariff information)
x6 = 1053. Import capacity (kVA) by tariff (in Volume forecasts for the charging year)
x7 = 1201. Current Unit rate 1 p/kWh (in Current tariff information)
x8 = 1053. Rate 1 units (MWh) by tariff (in Volume forecasts for the charging year)
x9 = 1201. Current Unit rate 2 p/kWh (in Current tariff information)
x10 = 1053. Rate 2 units (MWh) by tariff (in Volume forecasts for the charging year)
x11 = 1201. Current Unit rate 3 p/kWh (in Current tariff information)
x12 = 1053. Rate 3 units (MWh) by tariff (in Volume forecasts for the charging year)
x13 = 1201. Current Reactive power charge p/kVArh (in Current tariff information)
x14 = 1053. Reactive power units (MVArh) by tariff (in Volume forecasts for the charging year)
Calculation =IF(x1,x1,0.01*x2*(x3*x4+x5*x6)+10*(x7*x8+x9*x10+x11*x12+x13*x14))
Revenues under current tariffs (£)
Domestic Unrestricted | 193616651.4606
Domestic Two Rate | 16758599.0957
Domestic Off Peak (related MPAN) | 42810.9677
Small Non Domestic Unrestricted | 36463781.5393
Small Non Domestic Two Rate | 14219966.1318
Small Non Domestic Off Peak (related MPAN) | 33167.7994
LV Medium Non-Domestic | 0
LV Sub Medium Non-Domestic | 0
HV Medium Non-Domestic | 122468.6978
LV Network Domestic | 0
LV Network Non-Domestic Non-CT | 11037603.5877
LV HH Metered | 55867918.1943
LV Sub HH Metered | 26230942.6629
HV HH Metered | 68267302.736
NHH UMS category A | 1092436.0224
NHH UMS category B | 343879.0081
NHH UMS category C | 13521.6625
NHH UMS category D | 2.1547
LV UMS (Pseudo HH Metered) | 9507674.0111
4002. All-the-way volumes
Data sources:
x1 = 1053. Rate 1 units (MWh) by tariff (in Volume forecasts for the charging year)
x2 = 1053. Rate 2 units (MWh) by tariff (in Volume forecasts for the charging year)
x3 = 1053. Rate 3 units (MWh) by tariff (in Volume forecasts for the charging year)
x4 = 1053. MPANs by tariff (in Volume forecasts for the charging year)
x5 = 1053. Import capacity (kVA) by tariff (in Volume forecasts for the charging year)
x6 = 1053. Reactive power units (MVArh) by tariff (in Volume forecasts for the charging year)
x7 = 3802. All units (MWh) (in Revenue summary)
Kind: | Copy cells | Copy cells | Copy cells | Copy cells | Copy cells | Copy cells | Copy cells
Formula: | = x1 | = x2 | = x3 | = x4 | = x5 | = x6 | = x7
| Rate 1 units (MWh) | Rate 2 units (MWh) | Rate 3 units (MWh) | MPANs | Import capacity (kVA) | Reactive power units (MVArh) | All units (MWh)
Domestic Unrestricted | 6548048.323 | 0 | 0 | 2004921 | 0 | 0 | 6548048.323
Domestic Two Rate | 473331.2285 | 475601.886 | 0 | 179874 | 0 | 0 | 948933.1145
Domestic Off Peak (related MPAN) | 16657.9641 | 0 | 0 | 5278 | 0 | 0 | 16657.9641
Small Non Domestic Unrestricted | 1571617.9263 | 0 | 0 | 123214 | 0 | 0 | 1571617.9263
Small Non Domestic Two Rate | 568937.2659 | 222476.7168 | 0 | 33422 | 0 | 0 | 791413.9827
Small Non Domestic Off Peak (related MPAN) | 18224.0656 | 0 | 0 | 3531 | 0 | 0 | 18224.0656
LV Medium Non-Domestic | 0 | 0 | 0 | 0 | 0 | 0 | 0
LV Sub Medium Non-Domestic | 0 | 0 | 0 | 0 | 0 | 0 | 0
HV Medium Non-Domestic | 5720.366 | 1573.22 | 0 | 60 | 0 | 0 | 7293.586
LV Network Domestic | 0 | 0 | 0 | 0 | 0 | 0 | 0
LV Network Non-Domestic Non-CT | 55950.1033 | 198560.7481 | 257739.1294 | 5419.348 | 0 | 0 | 512249.9808
LV HH Metered | 244292.4644 | 866967.0226 | 1125354.9749 | 11578.652 | 1587209.9386 | 265954.621 | 2236614.4619
LV Sub HH Metered | 136748.2527 | 496870.2637 | 664276.6984 | 2212 | 761063.6018 | 114518.556 | 1297895.2149
HV HH Metered | 509012.1883 | 1735465.9543 | 2850377.0009 | 2113 | 1827943.0086 | 388553.7762 | 5094855.1435
NHH UMS category A | 36671.2327 | 0 | 0 | 244 | 0 | 0 | 36671.2327
NHH UMS category B | 9979.0774 | 0 | 0 | 314 | 0 | 0 | 9979.0774
NHH UMS category C | 265.8082 | 0 | 0 | 7 | 0 | 0 | 265.8082
NHH UMS category D | 0.078638 | 0 | 0 | 1 | 0 | 0 | 0.078638
LV UMS (Pseudo HH Metered) | 14294.455 | 32942.9669 | 213416.9559 | 23 | 0 | 0 | 260654.3778
LV Generation NHH or Aggregate HH | 762.5555 | 0 | 0 | 61 | 0 | 0 | 762.5555
LV Sub Generation NHH | 0 | 0 | 0 | 0 | 0 | 0 | 0
LV Generation Intermittent | 29085.8185 | 0 | 0 | 203 | 0 | 1127.6162 | 29085.8185
LV Generation Non-Intermittent | 185.2772 | 727.6203 | 1587.4591 | 21 | 0 | 47.8726 | 2500.3567
LV Sub Generation Intermittent | 1410.5415 | 0 | 0 | 24 | 0 | 35.7122 | 1410.5415
LV Sub Generation Non-Intermittent | 40.4072 | 74.7668 | 276.0731 | 9 | 0 | 485.7572 | 391.2471
HV Generation Intermittent | 352888.2803 | 0 | 0 | 136 | 0 | 9441.6513 | 352888.2803
HV Generation Non-Intermittent | 41856.722 | 160926.1045 | 333208.8975 | 126 | 0 | 12771.8207 | 535991.7239
4003. Normalised to
Normalised to
Domestic Unrestricted | = x1: MPAN
Domestic Two Rate | = x1: MPAN
Domestic Off Peak (related MPAN) | = x1: MPAN
Small Non Domestic Unrestricted | = x1: MPAN
Small Non Domestic Two Rate | = x1: MPAN
Small Non Domestic Off Peak (related MPAN) | = x1: MPAN
LV Medium Non-Domestic | = x1: MPAN
LV Sub Medium Non-Domestic | = x1: MPAN
HV Medium Non-Domestic | = x1: MPAN
LV Network Domestic | = x1: MPAN
LV Network Non-Domestic Non-CT | = x1: MPAN
LV HH Metered | = x1: kVA
LV Sub HH Metered | = x1: kVA
HV HH Metered | = x1: kVA
NHH UMS category A | = x1: MWh
NHH UMS category B | = x1: MWh
NHH UMS category C | = x1: MWh
NHH UMS category D | = x1: MWh
LV UMS (Pseudo HH Metered) | = x1: MWh
LV Generation NHH or Aggregate HH | = x1: MWh
LV Sub Generation NHH | = x1: MWh
LV Generation Intermittent | = x1: MWh
LV Generation Non-Intermittent | = x1: MWh
LV Sub Generation Intermittent | = x1: MWh
LV Sub Generation Non-Intermittent | = x1: MWh
HV Generation Intermittent | = x1: MWh
HV Generation Non-Intermittent | = x1: MWh
4004. Normalised volumes for comparisons
Data sources:
x1 = 4002. Rate 1 units (MWh) by tariff (in Volume forecasts for the charging year) (in All-the-way volumes)
x2 = 4003. Normalised to
x3 = 4002. Import capacity (kVA) by tariff (in Volume forecasts for the charging year) (in All-the-way volumes)
x4 = 4002. MPANs by tariff (in Volume forecasts for the charging year) (in All-the-way volumes)
x5 = 4002. All units (MWh) (in Revenue summary) (in All-the-way volumes)
x6 = 4002. Rate 2 units (MWh) by tariff (in Volume forecasts for the charging year) (in All-the-way volumes)
x7 = 4002. Rate 3 units (MWh) by tariff (in Volume forecasts for the charging year) (in All-the-way volumes)
x8 = 4002. Reactive power units (MVArh) by tariff (in Volume forecasts for the charging year) (in All-the-way volumes)
x9 = 1010. Days in the charging year (in Financial and general assumptions)
x10 = 3607. Fixed charge p/MPAN/day (in Tariffs)
x11 = Normalised MPANs (in Normalised volumes for comparisons)
x12 = 3607. Capacity charge p/kVA/day (in Tariffs)
x13 = Normalised Import capacity (kVA) (in Normalised volumes for comparisons)
x14 = 3607. Unit rate 1 p/kWh (in Tariffs)
x15 = Normalised Rate 1 units (MWh) (in Normalised volumes for comparisons)
x16 = 3607. Unit rate 2 p/kWh (in Tariffs)
x17 = Normalised Rate 2 units (MWh) (in Normalised volumes for comparisons)
x18 = 3607. Unit rate 3 p/kWh (in Tariffs)
x19 = Normalised Rate 3 units (MWh) (in Normalised volumes for comparisons)
x20 = 3607. Reactive power charge p/kVArh (in Tariffs)
x21 = Normalised Reactive power units (MVArh) (in Normalised volumes for comparisons)
Kind: | Calculation | Calculation | Calculation | Calculation | Calculation | Calculation | Calculation
Formula: | =x1/IF(x2="kVA",IF(x3,x3,1),IF(x2="MPAN",IF(x4,x4,1),IF(x5,x5,1))) | =x6/IF(x2="kVA",IF(x3,x3,1),IF(x2="MPAN",IF(x4,x4,1),IF(x5,x5,1))) | =x7/IF(x2="kVA",IF(x3,x3,1),IF(x2="MPAN",IF(x4,x4,1),IF(x5,x5,1))) | =x4/IF(x2="kVA",IF(x3,x3,1),IF(x2="MPAN",IF(x4,x4,1),IF(x5,x5,1))) | =x3/IF(x2="kVA",IF(x3,x3,1),IF(x2="MPAN",IF(x4,x4,1),IF(x5,x5,1))) | =x8/IF(x2="kVA",IF(x3,x3,1),IF(x2="MPAN",IF(x4,x4,1),IF(x5,x5,1))) | =0.01*x9*(x10*x11+x12*x13)+10*(x14*x15+x16*x17+x18*x19+x20*x21)
| Normalised Rate 1 units (MWh) | Normalised Rate 2 units (MWh) | Normalised Rate 3 units (MWh) | Normalised MPANs | Normalised Import capacity (kVA) | Normalised Reactive power units (MVArh) | Normalised revenues (£)
Domestic Unrestricted
Domestic Unrestricted | 3.266 | 0 | 0 | 1 | 0 | 0 | 82.6557
LDNO LV: Domestic Unrestricted | 3.266 | 0 | 0 | 1 | 0 | 0 | 53.3581
LDNO HV: Domestic Unrestricted | 3.266 | 0 | 0 | 1 | 0 | 0 | 35.0649
Domestic Two Rate
Domestic Two Rate | 2.6315 | 2.6441 | 0 | 1 | 0 | 0 | 84.8404
LDNO LV: Domestic Two Rate | 2.6315 | 2.6441 | 0 | 1 | 0 | 0 | 54.7551
LDNO HV: Domestic Two Rate | 2.6315 | 2.6441 | 0 | 1 | 0 | 0 | 35.9687
Domestic Off Peak (related MPAN)
Domestic Off Peak (related MPAN) | 3.1561 | 0 | 0 | 1 | 0 | 0 | 7.8587
LDNO LV: Domestic Off Peak (related MPAN) | 3.1561 | 0 | 0 | 1 | 0 | 0 | 5.0813
LDNO HV: Domestic Off Peak (related MPAN) | 3.1561 | 0 | 0 | 1 | 0 | 0 | 3.3455
Small Non Domestic Unrestricted
Small Non Domestic Unrestricted | 12.7552 | 0 | 0 | 1 | 0 | 0 | 277.8804
LDNO LV: Small Non Domestic Unrestricted | 12.7552 | 0 | 0 | 1 | 0 | 0 | 179.313
LDNO HV: Small Non Domestic Unrestricted | 12.7552 | 0 | 0 | 1 | 0 | 0 | 117.8655
Small Non Domestic Two Rate
Small Non Domestic Two Rate | 17.0228 | 6.6566 | 0 | 1 | 0 | 0 | 387.0076
LDNO LV: Small Non Domestic Two Rate | 17.0228 | 6.6566 | 0 | 1 | 0 | 0 | 249.7883
LDNO HV: Small Non Domestic Two Rate | 17.0228 | 6.6566 | 0 | 1 | 0 | 0 | 164.1851
Small Non Domestic Off Peak (related MPAN)
Small Non Domestic Off Peak (related MPAN) | 5.1612 | 0 | 0 | 1 | 0 | 0 | 9.2901
LDNO LV: Small Non Domestic Off Peak (related MPAN) | 5.1612 | 0 | 0 | 1 | 0 | 0 | 5.9869
LDNO HV: Small Non Domestic Off Peak (related MPAN) | 5.1612 | 0 | 0 | 1 | 0 | 0 | 3.9225
LV Medium Non-Domestic
LV Medium Non-Domestic | 0 | 0 | 0 | 0 | 0 | 0 | 0
LDNO LV: LV Medium Non-Domestic | 0 | 0 | 0 | 0 | 0 | 0 | 0
LDNO HV: LV Medium Non-Domestic | 0 | 0 | 0 | 0 | 0 | 0 | 0
LV Sub Medium Non-Domestic
LV Sub Medium Non-Domestic | 0 | 0 | 0 | 0 | 0 | 0 | 0
HV Medium Non-Domestic
HV Medium Non-Domestic | 95.3394 | 26.2203 | 0 | 1 | 0 | 0 | 1811.7008
LV Network Domestic
LV Network Domestic | 0 | 0 | 0 | 0 | 0 | 0 | 0
LDNO LV: LV Network Domestic | 0 | 0 | 0 | 0 | 0 | 0 | 0
LDNO HV: LV Network Domestic | 0 | 0 | 0 | 0 | 0 | 0 | 0
LV Network Non-Domestic Non-CT
LV Network Non-Domestic Non-CT | 10.3241 | 36.6392 | 47.5591 | 1 | 0 | 0 | 1887.1819
LDNO LV: LV Network Non-Domestic Non-CT | 10.3241 | 36.6392 | 47.5591 | 1 | 0 | 0 | 1218.0877
LDNO HV: LV Network Non-Domestic Non-CT | 10.3241 | 36.6392 | 47.5591 | 1 | 0 | 0 | 800.2114
LV HH Metered
LV HH Metered | 0.15391 | 0.54622 | 0.70901 | 0.007295 | 1 | 0.16756 | 32.0605
LDNO LV: LV HH Metered | 0.15391 | 0.54622 | 0.70901 | 0.007295 | 1 | 0.16756 | 20.6991
LDNO HV: LV HH Metered | 0.15391 | 0.54622 | 0.70901 | 0.007295 | 1 | 0.16756 | 13.5797
LV Sub HH Metered
LV Sub HH Metered | 0.17968 | 0.65286 | 0.87283 | 0.0029065 | 1 | 0.15047 | 31.4105
LDNO HV: LV Sub HH Metered | 0.17968 | 0.65286 | 0.87283 | 0.0029065 | 1 | 0.15047 | 20.8796
HV HH Metered
HV HH Metered | 0.27846 | 0.94941 | 1.5593 | 0.0011559 | 1 | 0.21256 | 33.2687
LDNO HV: HV HH Metered | 0.27846 | 0.94941 | 1.5593 | 0.0011559 | 1 | 0.21256 | 26.1288
NHH UMS category A
NHH UMS category A | 1 | 0 | 0 | 0.0066537 | 0 | 0 | 28.51
LDNO LV: NHH UMS category A | 1 | 0 | 0 | 0.0066537 | 0 | 0 | 18.4
LDNO HV: NHH UMS category A | 1 | 0 | 0 | 0.0066537 | 0 | 0 | 12.09
NHH UMS category B
NHH UMS category B | 1 | 0 | 0 | 0.031466 | 0 | 0 | 32.24
LDNO LV: NHH UMS category B | 1 | 0 | 0 | 0.031466 | 0 | 0 | 20.81
LDNO HV: NHH UMS category B | 1 | 0 | 0 | 0.031466 | 0 | 0 | 13.67
NHH UMS category C
NHH UMS category C | 1 | 0 | 0 | 0.026335 | 0 | 0 | 46.52
LDNO LV: NHH UMS category C | 1 | 0 | 0 | 0.026335 | 0 | 0 | 30.03
LDNO HV: NHH UMS category C | 1 | 0 | 0 | 0.026335 | 0 | 0 | 19.72
NHH UMS category D
NHH UMS category D | 1 | 0 | 0 | 12.7165 | 0 | 0 | 26.7
LDNO LV: NHH UMS category D | 1 | 0 | 0 | 12.7165 | 0 | 0 | 17.23
LDNO HV: NHH UMS category D | 1 | 0 | 0 | 12.7165 | 0 | 0 | 11.32
LV UMS (Pseudo HH Metered)
LV UMS (Pseudo HH Metered) | 0.054841 | 0.12639 | 0.81877 | 8.8239e-05 | 0 | 0 | 34.0363
LDNO LV: LV UMS (Pseudo HH Metered) | 0.054841 | 0.12639 | 0.81877 | 8.8239e-05 | 0 | 0 | 21.9689
LDNO HV: LV UMS (Pseudo HH Metered) | 0.054841 | 0.12639 | 0.81877 | 8.8239e-05 | 0 | 0 | 14.4333
LV Generation NHH or Aggregate HH
LV Generation NHH or Aggregate HH | 1 | 0 | 0 | 0.079994 | 0 | 0 | -9.12
LDNO LV: LV Generation NHH or Aggregate HH | 1 | 0 | 0 | 0.079994 | 0 | 0 | -9.12
LDNO HV: LV Generation NHH or Aggregate HH | 1 | 0 | 0 | 0.079994 | 0 | 0 | -9.12
LV Sub Generation NHH
LV Sub Generation NHH | 0 | 0 | 0 | 0 | 0 | 0 | 0
LDNO HV: LV Sub Generation NHH | 0 | 0 | 0 | 0 | 0 | 0 | 0
LV Generation Intermittent
LV Generation Intermittent | 1 | 0 | 0 | 0.0069793 | 0 | 0.038769 | -9.051
LDNO LV: LV Generation Intermittent | 1 | 0 | 0 | 0.0069793 | 0 | 0.038769 | -9.051
LDNO HV: LV Generation Intermittent | 1 | 0 | 0 | 0.0069793 | 0 | 0.038769 | -9.051
LV Generation Non-Intermittent
LV Generation Non-Intermittent | 0.0741 | 0.29101 | 0.63489 | 0.0083988 | 0 | 0.019146 | -8.1326
LDNO LV: LV Generation Non-Intermittent | 0.0741 | 0.29101 | 0.63489 | 0.0083988 | 0 | 0.019146 | -8.1326
LDNO HV: LV Generation Non-Intermittent | 0.0741 | 0.29101 | 0.63489 | 0.0083988 | 0 | 0.019146 | -8.1326
LV Sub Generation Intermittent
LV Sub Generation Intermittent | 1 | 0 | 0 | 0.017015 | 0 | 0.025318 | -7.2628
LDNO HV: LV Sub Generation Intermittent | 1 | 0 | 0 | 0.017015 | 0 | 0.025318 | -7.2628
LV Sub Generation Non-Intermittent
LV Sub Generation Non-Intermittent | 0.10328 | 0.1911 | 0.70562 | 0.023003 | 0 | 1.2416 | -5.6611
LDNO HV: LV Sub Generation Non-Intermittent | 0.10328 | 0.1911 | 0.70562 | 0.023003 | 0 | 1.2416 | -5.6611
HV Generation Intermittent
HV Generation Intermittent | 1 | 0 | 0 | 0.00038539 | 0 | 0.026755 | -5.2222
LDNO HV: HV Generation Intermittent | 1 | 0 | 0 | 0.00038539 | 0 | 0.026755 | -5.2306
HV Generation Non-Intermittent
HV Generation Non-Intermittent | 0.078092 | 0.30024 | 0.62167 | 0.00023508 | 0 | 0.023828 | -4.8392
LDNO HV: HV Generation Non-Intermittent | 0.078092 | 0.30024 | 0.62167 | 0.00023508 | 0 | 0.023828 | -4.8443
4005. LDNO LV charges (normalised £)
Data sources:
x1 = 4004. Normalised revenues (£) (in Normalised volumes for comparisons)
Copy cells = x1
LDNO LV charges (normalised £)
LDNO LV: Domestic Unrestricted | = x1: 53.3581
LDNO LV: Domestic Two Rate | = x1: 54.7551
LDNO LV: Domestic Off Peak (related MPAN) | = x1: 5.0813
LDNO LV: Small Non Domestic Unrestricted | = x1: 179.313
LDNO LV: Small Non Domestic Two Rate | = x1: 249.7883
LDNO LV: Small Non Domestic Off Peak (related MPAN) | = x1: 5.9869
LDNO LV: LV Medium Non-Domestic | = x1: 0
LDNO LV: LV Network Domestic | = x1: 0
LDNO LV: LV Network Non-Domestic Non-CT | = x1: 1218.0877
LDNO LV: LV HH Metered | = x1: 20.6991
N/A | bar: = x1
N/A | bar: = x1
LDNO LV: NHH UMS category A | = x1: 18.4
LDNO LV: NHH UMS category B | = x1: 20.81
LDNO LV: NHH UMS category C | = x1: 30.03
LDNO LV: NHH UMS category D | = x1: 17.23
LDNO LV: LV UMS (Pseudo HH Metered) | = x1: 21.9689
LDNO LV: LV Generation NHH or Aggregate HH | = x1: -9.12
N/A | bar: = x1
LDNO LV: LV Generation Intermittent | = x1: -9.051
LDNO LV: LV Generation Non-Intermittent | = x1: -8.1326
N/A | bar: = x1
N/A | bar: = x1
N/A | bar: = x1
N/A | bar: = x1
4006. LDNO HV charges (normalised £)
Data sources:
x1 = 4004. Normalised revenues (£) (in Normalised volumes for comparisons)
Copy cells = x1
LDNO HV charges (normalised £)
LDNO HV: Domestic Unrestricted | = x1: 35.0649
LDNO HV: Domestic Two Rate | = x1: 35.9687
LDNO HV: Domestic Off Peak (related MPAN) | = x1: 3.3455
LDNO HV: Small Non Domestic Unrestricted | = x1: 117.8655
LDNO HV: Small Non Domestic Two Rate | = x1: 164.1851
LDNO HV: Small Non Domestic Off Peak (related MPAN) | = x1: 3.9225
LDNO HV: LV Medium Non-Domestic | = x1: 0
LDNO HV: LV Network Domestic | = x1: 0
LDNO HV: LV Network Non-Domestic Non-CT | = x1: 800.2114
LDNO HV: LV HH Metered | = x1: 13.5797
LDNO HV: LV Sub HH Metered | = x1: 20.8796
LDNO HV: HV HH Metered | = x1: 26.1288
LDNO HV: NHH UMS category A | = x1: 12.09
LDNO HV: NHH UMS category B | = x1: 13.67
LDNO HV: NHH UMS category C | = x1: 19.72
LDNO HV: NHH UMS category D | = x1: 11.32
LDNO HV: LV UMS (Pseudo HH Metered) | = x1: 14.4333
LDNO HV: LV Generation NHH or Aggregate HH | = x1: -9.12
LDNO HV: LV Sub Generation NHH | = x1: 0
LDNO HV: LV Generation Intermittent | = x1: -9.051
LDNO HV: LV Generation Non-Intermittent | = x1: -8.1326
LDNO HV: LV Sub Generation Intermittent | = x1: -7.2628
LDNO HV: LV Sub Generation Non-Intermittent | = x1: -5.6611
LDNO HV: HV Generation Intermittent | = x1: -5.2306
LDNO HV: HV Generation Non-Intermittent | = x1: -4.8443

## CTables
Tariff comparisons for Electricity North West in 2017/18 (v1)
This sheet is for information only. It can be deleted without affecting any calculations elsewhere in the model.
4101. Comparison with current all-the-way demand tariffs
Data sources:
x1 = 4001. Revenues under current tariffs (£)
x2 = 3802. Net revenues (£) (in Revenue summary)
x3 = 3802. All units (MWh) (in Revenue summary)
x4 = 1053. MPANs by tariff (in Volume forecasts for the charging year)
Kind: | Calculation | Calculation | Copy cells
Formula: | =IF(x1,x2/x1-1,"") | =(x2-x1)/IF(x3,x3,1)/10 | = x4
| Change | Absolute change (average p/kWh) | MPANs
Domestic Unrestricted | -14.41% | -0.42606 | 2004921
Domestic Two Rate | -8.939% | -0.15786 | 179874
Domestic Off Peak (related MPAN) | -3.113% | -0.008 | 5278
Small Non Domestic Unrestricted | -6.102% | -0.14158 | 123214
Small Non Domestic Two Rate | -9.039% | -0.16242 | 33422
Small Non Domestic Off Peak (related MPAN) | -1.099% | -0.002 | 3531
LV Medium Non-Domestic |  | 0 | 0
LV Sub Medium Non-Domestic |  | 0 | 0
HV Medium Non-Domestic | -11.24% | -0.18875 | 60
LV Network Domestic |  | 0 | 0
LV Network Non-Domestic Non-CT | -7.341% | -0.15819 | 5419.348
LV HH Metered | -8.916% | -0.22271 | 11578.652
LV Sub HH Metered | -8.866% | -0.17918 | 2212
HV HH Metered | -10.92% | -0.14631 | 2113
NHH UMS category A | -4.297% | -0.128 | 244
NHH UMS category B | -6.442% | -0.222 | 314
NHH UMS category C | -8.551% | -0.435 | 7
NHH UMS category D | -2.555% | -0.07 | 1
LV UMS (Pseudo HH Metered) | -6.689% | -0.24398 | 23
4102. LDNO margins in use of system charges
Data sources:
x1 = 4003. Normalised to
x2 = 4004. Normalised revenues (£) (in Normalised volumes for comparisons)
x3 = 4005. LDNO LV charges (normalised £)
x4 = All-the-way charges (normalised £) (in LDNO margins in use of system charges)
x5 = 4006. LDNO HV charges (normalised £)
Kind: | Copy cells | Copy cells | Calculation | Calculation
Formula: | = x1 | = x2 | =IF(x3,x4-x3,"") | =IF(x5,x4-x5,"")
| Normalised to | All-the-way charges (normalised £) | LDNO LV margin (normalised £) | LDNO HV margin (normalised £)
Domestic Unrestricted | MPAN | 82.6557 | 29.2976 | 47.5908
Domestic Two Rate | MPAN | 84.8404 | 30.0853 | 48.8717
Domestic Off Peak (related MPAN) | MPAN | 7.8587 | 2.7774 | 4.5132
Small Non Domestic Unrestricted | MPAN | 277.8804 | 98.5675 | 160.0149
Small Non Domestic Two Rate | MPAN | 387.0076 | 137.2193 | 222.8224
Small Non Domestic Off Peak (related MPAN) | MPAN | 9.2901 | 3.3031 | 5.3676
LV Medium Non-Domestic | MPAN | 0
LV Network Domestic | MPAN | 0
LV Network Non-Domestic Non-CT | MPAN | 1887.1819 | 669.0943 | 1086.9705
LV HH Metered | kVA | 32.0605 | 11.3613 | 18.4808
LV Sub HH Metered | kVA | 31.4105 |  | 10.5309
HV HH Metered | kVA | 33.2687 |  | 7.1399
NHH UMS category A | MWh | 28.51 | 10.11 | 16.42
NHH UMS category B | MWh | 32.24 | 11.43 | 18.57
NHH UMS category C | MWh | 46.52 | 16.49 | 26.8
NHH UMS category D | MWh | 26.7 | 9.47 | 15.38
LV UMS (Pseudo HH Metered) | MWh | 34.0363 | 12.0674 | 19.603
LV Generation NHH or Aggregate HH | MWh | -9.12 | 0 | 0
LV Sub Generation NHH | MWh | 0
LV Generation Intermittent | MWh | -9.051 | 0 | 0
LV Generation Non-Intermittent | MWh | -8.1326 | 0 | 0
LV Sub Generation Intermittent | MWh | -7.2628 |  | 0
LV Sub Generation Non-Intermittent | MWh | -5.6611 |  | 0
HV Generation Intermittent | MWh | -5.2222 |  | 0.0083275
HV Generation Non-Intermittent | MWh | -4.8392 |  | 0.0050796