## CLASS trial circuits
Customer Load Active System Services (CLASS) trial circuits
To find your postcode:
Select the Shift & F5 keys.
Enter your postcode in the Find what: field. 'eg M23 9NJ'
Select the Find All button. NB: If your property is on a CLASS trial circuit, the field displaying your postcode will be highlighted in the Postcodes column below.
Plant No | CLASS Primary Substation | CRMS Primary | Feeder Switch | Feeder Circuit | Postcodes | AVC scheme category | Test type | Field 9 | Test No. | Trial descriptions | Field 12
100103 | Baguley | BAGULEY | 1001034CW03 | L83 GLEBELANDS RD (BAGULEY) | M23 9LE, M23 9NJ, M23 9GE, M23 1LB, M23 1JP, M23 1LG, M23 1LF, M23 1HZ, M23 1HU, M23 1EY, M23 1HX, M23 1EW, M23 1FW, M23 1JG, M23 1FL, M23 1EP, M23 1BZ, M23 1BY, M23 1HH, M23 1HF, M23 1HE, M23 1HL, M23 1HN, M23 1HG, M23 1HA, M23 1HP, M23 1HT, M23 1JB, M23 1NH, M23 1NL, M23 1WF, M23 1WH, M23 1NJ, M23 1WJ, M23 1BX, M23 1HJ, M23 1HW, M23 1WL, M23 1JQ, M23 1HQ, M23 1HR, WA15, SK23 7GY, SK23 7GV, SK23 7GX, SK23 7JQ, LA1 1VV, M34 3DX, M23 9XB, M23 9WR, M23 9GF, M23 9LR, M23 9NR, M23 9LR, M23 9GP, M23 9DT, M23 9PH, M23 9JD, M23 9NE, M23 9SP, M23 9FT, M23 9ZA, M23 9TT, M23 9NB, M23 9LT, M23 9QZ, M23 1FQ, M23 1FG, M23 1ER, M23 1FR | CAT A | Type 3A | Y
100103 | Baguley | BAGULEY | 1001034CW06 | L258 TIMPSON W LTD | M23 9AW, M23 9AF, M23 9AL, M23 9AJ, M23 9AE, M23 9BA, M23 9AZ, M23 9AY, M23 9BD, M23 9AD, M23 9PJ, M22 4AA, M23 9SR, M23 9PS, M23 9LL, M23 9BF, M23 9FU, M23 9RD, M23 9RB, M23 9RE, M23 9PX, M23 9GN, M23 9LS, M23 9WW, M23 9EU, M23 9NG, M23 9PG, M23 9WH, M23 9WZ, M23 9HQ, M23 9HX, M23 9SF, M23 9HU, M23 9HT, M23 9EH, M23 9FF, M23 9FE, M23 9ES, M23 9EE, M23 9FD, M23 9EB, M23 9FB, M23 9ED, M23 9EF, M23 9HS, M23 9JZ, M23 9FH, M23 9SW, M23 9EG, M23 9JY, M23 9LA, M23 9LB, M23 9FA, M23 9FG, M23 9FN, M23 9EQ, M23 9AR, M23 9AP, M23 9ER, M23 9AQ, M23 9AG, M23 9EA, M23 9AN, M23 9AU, M23 9AX, M23 9DX, M23 9AT, M23 9AS, M23 0ND, M23 0AF, M23 0WP, M23 0NQ, M23 0NG, M23 0WW, M23 0JR, M23 0JL, M23 0JN, M23 0JB, M23 0JA, M23 0JP, M23 0HY, M23 0HL, M23 0HX, M23 0HU, M23 0JG, M23 0HZ, M23 0HW, M23 0JE, M23 0JF, M23 0HT, M23 0HS, M23 0JD, M23 0JJ, M23 0AH, M23 0AE, M23 0AD, M23 9DB, M23 0PJ, M23 0WT, M23 0NF, M23 0NU, M23 9DA, M23 0JW, M23 0AL, M23 0AU, M23 0AJ, M23 0AX, M23 0AZ, M23 0AP, M23 0AS, M23 0AY, M23 0ZH, M23 0AW, M23 0AR, M23 0PP, M23 0PL, M23 0PN, M23 0RJ, M23 0WG, M23 0NR, M23 0WS, M23 0WQ, M23 0WR, M23 0NS, M23 0NT, M23 0WD, M23 0NP, M23 0NH, M23 0WB, M23 0WL, M23 0NE, M23 0NJ, M23 0NW, M23 9FJ, M23 9EL, M23 9FL, M23 9DL, M23 9DZ, M23 9DJ, M23 9DN, M23 9QY, M23 9EN, M23 9DW, M23 9DP, M23 9DH, M23 9DQ, M23 9FP, M23 9EP, M23 9EW, M23 9EJ, M23 9FW, M23 9QB, M23 9QD, M23 9QG, M23 9QH, M23 9QJ, M23 9EZ, M23 9TF, M23 9SH, M23 9EY, M23 9QE, M23 9QF, M23 9FY, M23 9GH, M23 9DG, M23 9BB, M23 9TH, M23 9DE, M23 9DD, M23 9GA, M23 9BX, M23 9BZ, M23 9BS, M23 9BT, M23 9BY, M23 9BU, M23 9BG, M23 9BQ, M23 9BR, M23 9BJ, M23 9DF, M23 0AT, M23 0AG, M23 0GP, M23 0QE, M23 0AQ, M23 0QF, M23 9RQ, M23 9QR, M23 9SS, M23 9BE, M23 9BP, M23 9BL | CAT A | Type 3A | Y
100103 | Baguley | BAGULEY | 1001034CW07 | L381 MOOR RD BAGULEY/DRESSER RAND | M23 0QL, M23 0QB, M23 0GH, M23 0QH, M23 0GB, M23 0GA, M23 0QJ, M23 0GJ, M23 9BP, M23 0GT, M23 9RY, M23 0AB, M23 0PF, M23 0PD, M23 0PE, M23 0PH, M23 0PT, M23 0PX, M23 0PS, M23 0PQ, M23 0PL, M23 0PW, M23 0PR, M23 0PU, M23 0RU, M23 0YP, M23 0QA, M23 0PZ, M23 0PY, M23 0PG, M23 0PP, M23 0NZ, M23 0FF, M23 0EX, M23 0FX, M23 0EY, M23 0EZ, M23 0FY, M23 0EW, M23 0FJ, M23 0EU, M23 0UE, M23 0FU, M23 0FZ, M23 0DT, M23 0BT, M23 0LH, M23 0LF, M23 0LE, M23 0RL, M23 0LR, M23 0LJ, M23 0WL, M23 0NE, M23 0WJ, M23 0NL, M23 0NN, M23 0LN, M23 0LP, M23 0RP, M23 0LG, M23 0LL, M23 0LW, M23 0LS, M23 0LA, M23 0NY, M23 9RG, M23 9RQ, M23 9RW, M23 9SA, M23 9RN, M23 9RP, M23 9SB | CAT A | Type 3A | Y
100103 | Baguley | BAGULEY | 1001034CW10 | L372 ROTALAC PLASTICS | M23 9NX, M23 9NN, M23 9NA, M23 9WD, M23 9WH, M23 9WZ, M23 9WQ, M23 9ND, M23 9NY, M23 9NZ, M23 9PW, M23 9BW, M23 9PR, M23 9GW, M23 9GX, M23 9PN, M23 9GR, M23 9NP, M23 9GU, M23 9NS, M23 9EX, M23 9GQ, M23 9GS, M23 9PP, M23 9GT, M23 9PE, M23 9PU, M23 9WT, M23 9PL, M22 4BU, WA15 7YA, WA15 7YE, WA15 7ET, WA15 7EW, WA15 7YG, WA15 7YF, WA15 7YQ, WA15 7YJ, WA15 7YH, WA15 7YN, WA15 7YR, M23 9LF, M23 9GE, M23 9FZ, M23 9JA, M23 9NF, M23 9LJ, M23 9YJ, M23 9WB, M23 9QW, WA15 7LG, WA15 7LJ, WA15 7LQ, WA15 7DY, WA14, M23 9WJ, M23 9RA, M23 9XS, M23 9ET, M23 9LE, M23 9DS, M23 9DU, M23 9GG | CAT A | Type 3A | Y
100103 | Baguley | BAGULEY | 1001034CW11 | L380 COMPASS POINT | M23 0QD, M23 0QB, M23 0GL, M23 0QH, M23 0QN, M23 0QW, M23 9AA, M23 1FB, M23 1DY, M23 1DR, M23 1DQ, M23 1DG, M23 1DS, M23 1DT, M23 1DU, M23 1DX, M23 1DZ, M23 1FA, M23 1FD, M23 1EB, M23 1EA, M23 1DP, M23 9AB, M23 0QL, CA14 5TT, M23 1DW, M23 1ED, M23 9WX, M23 1AQ, M23 1AR, M23 1AG, M23 1BN, M23 1BW, M23 1BG, M23 1BQ, M23 1TB, M23 1BU, M23 1BT, M23 1BD, M23 1BB, M23 1BA, M23 1BE, M23 1BL, M23 1BH, M23 1BJ, M23 1DN, M23 1DA, M23 1DB, M23 1DD, M23 9BP, M23 9NR, M23 1EE, M23 1AN, M23 1AW, M23 1AE, M23 1AP, M23 1AJ, M23 1AH, M23 1AT, M23 1AL, M23 1AF, M23 1RB, M23 1BR, M23 1BF, M23 1BP, M23 1BS, M23 1UB, M23 1ND, M23 1NG, M23 1NF | CAT A | Type 3A | Y
100103 | Baguley | BAGULEY | 1001034CW12 | L348 FOURACRES RD/DRESSER RAND | M23 2XQ, M23 2XS, M23 2XR, M23 2XG, M23 2XA, M23 2XW, M23 2XN, M23 2XL, M23 2XB, M23 2SW, M23 2XE, M23 2XH, M23 2ZS, M23 2ZJ, M23 2SN, M23 2XJ, M23 2YS, M23 2RQ, M23 2RG, M23 1FF, M23 1EX, M23 1FU, M23 1FG, M23 1ER, M23 1FR, M23 1ES, M23 1FE, M23 1FS, M23 2UB, M23 2UD, M23 2SX, M23 2US, M23 2QT, M23 2UT, M23 2UU, M23 2UZ, M23 2UR, M23 2UF, M23 2UQ, M23 2WU, M23 2UW, M23 2UL, M23 2UP, M23 2UG, M23 2UN, M23 2UY, M23 2UJ, M23 2YA, M23 2YX, M23 2XZ, M23 2ZX, M23 2XY, M23 2XX, M23 2XT, M23 2ZA, M23 2YD, M23 2ZB, M23 2YE, M23 2UH, M23 2EF | CAT A | Type 3A | Y
100107 | Droylsden East | DROYLSDEN EAST | 1001073CF03 | F1589 ELLEN ST | M34 5SU, M34 5SY, M34 5SZ, M34 5TB, M34 5TA, M34 5SX, M34 5TG, M34 5TD, M34 5TJ, M34 5TE, M34 5TH, M34 5TF, M34 5TL, M34 5SA, M34 5RU, M34 5RX, M34 5RS, M34 5RR, M34 5ZT, M34 5SL, M14 7HL, M34 5SF, M34 5RG, M34 5RE, M34 5RB, M34 5RH, M34 5RJ, M34 5RY, M34 5RN, M34 5RW, M34 5RL, M34 5RF, M34 5RD, M34 5RA, M11 4LB, M34 5QX, M34 5QY, M34 5GZ, M34 5QZ, M34 5GX, M34 5GY, M34 5QJ, M34 5QH, M34 5SP, M43 7BS, M43 7FF, M43 7FN, M43 7FP, M43 7BQ, M43 7BB, M43 7AA, M43 7BR, M43 7BG, M43 7FJ, M43 7BW, M43 7BP, M43 7YB, M43 7UD, M43 7UH, M43 7UN, M43 6EP, M43 6FP, M43 6DE, M43 6DD, M43 6DQ, M43 7UA, M43 7UP, M43 6DF, M43 7UB, M43 7BF, M43 7BY, M43 7BD, M43 7BJ, M43 7ZR, M43 7BL, M43 7BH, M43 7BN, M43 6DH, M43 7YA, M34 5SW, M43 1AA, M43 7AR | CAT D | Type 2
100107 | Droylsden East | DROYLSDEN EAST | 1001073CF04 | F71 DROYLSDEN MARKET NO1 | M43 6PS, M43 6QQ, M43 6GB, M43 6QD, M43 6GA, M43 6QA, M43 6QB, M43 7UY, M43 7UW, M43 7GX, M43 7YF, M43 7YG, M43 6QP, M43 7AE, M43 7UT, M43 7UQ, M43 7YP, M43 7WF, M43 7NH, M43 7YJ, M43 7YQ, M43 7NT, M43 7NE, M43 7NF, M43 7UR, M43 7XY, M43 7XZ, M43 7AN, M43 7EJ, M43 7AL, M43 7EG, M43 7AF, M43 7AJ, M43 7AR, M43 6SF, M43 7BT, M43 7AD, M43 7YY, M43 6PE | CAT D | Type 2
100107 | Droylsden East | DROYLSDEN EAST | 1001073CF05 | F1284 WEST DR | M11 4GJ, M11 4WD, M11 4QX, M11 4GU, M11 4PX, M11 4QD, M11 4GB, M11 4QU, M11 4SJ, M11 4TB, M11 4DX, M11 4QB, M11 4SD, M11 4GA, M11 4GY, M11 4QA, M11 4QZ, M11 4QY, M11 4PA, M11 4QS, M11 4GS, M11 4PG, M11 4PR, M11 4QT, M11 4GT, M11 1BR, M11 4PD, M11 4PE, M11 4GX, M11 4YX, M11 4PB, M11 4PP, M11 4PW, M11 4PN, M11 4PL, M43 6QZ, M43 6WP, M43 6NG, M43 6WQ, M43 6WG, M43 6NQ, M43 6NS, M43 6NR, M43 6NP, M43 6WR, M43 6WF, M43 6WH, M43 6NJ, M43 6NF, M43 6WE, M43 6NE, M43 6ND, M43 6NA, M43 6WS, M43 6WA, M43 6NH, M43 6WZ, M43 6WY, M43 6JD, M43 6QX, M43 6GJ, M43 6GD, M43 6PJ, M43 6PB, M43 6PL, M43 6PP, M43 6PW, M43 6UE, M43 6UF, M43 6QD, M43 6TA, M43 6PR, M43 6PQ, M43 6UD, M43 6HE, M43 6HF, M43 6HQ, M43 6HH, M43 6HA, M43 6HL, M35 6PW, M43 6PN, M43 6PS, M43 6QQ, M43 6PG, M43 6PT, M43 6PU, M43 6PX, M43 6PY, M43 6PZ, M43 6RJ, M43 6RN, M43 6QT, M43 6QS, M43 6RP, M43 6RL, M43 6QG, M43 6QN, M43 6QU | CAT D | Type 2
100107 | Droylsden East | DROYLSDEN EAST | 1001073CF06 | F210 AUDENSHAW STANDBY PUMP STN | M34 5PH, M34 5WH, M34 5NG, M34 5WD, M34 5WQ, M34 5WG, M34 5NS, M34 5WR, M34 5NR, M34 5NQ, M34 5WP, M34 5WY, M34 5JX, M34 5LP, M34 5LL, M34 5LJ, M34 5LT, M34 5LH, M34 5LF, M34 5LE, M34 5LQ, M34 5LG, M34 5LN, M34 5LW, M34 5WJ, M34 5TU, M34 5NJ, M34 5WW, M34 5LA, M34 5WB, M34 5NP, M34 5PD, M34 5PB, M34 5PE, M34 5NE, M34 5NF, M34 5LS, M34 5LY, M34 6FG, M34 5AH, M34 5DB, M34 5DJ, M34 5DL, M34 5DH, M34 5EX, M34 5DW, M34 5DR, M34 5PJ | CAT D | Type 2
100107 | Droylsden East | DROYLSDEN EAST | 1001073CF07 | F869 MEDLOCK LEISURE CTR | M43 7TT, M43 7LB, M43 7LD, M43 7LE, M43 7LH, M43 7LS, M43 7LJ, M43 7BU, M43 7LT, M43 7LQ, M43 7LG, M43 7LF, M43 7LP, M43 7LY, M43 7HH, M43 7HW, M43 7HR, M43 7HN, M43 7GQ, M43 7GP, M43 7HQ, M43 7HL, M43 7HY, M43 7XF, M43 7HZ, M43 7GU, M43 7SW, M43 7ST, M43 7SP, M43 7SZ, M43 7TS, M43 7TA, M43 7TB, M43 7TD, M43 7TE, M43 7TF, M43 7TX, M43 7TG, M43 7TH, M43 7TL, M43 7TN, M43 7TP, M43 7TY, M43 7TQ, M43 7TR, M43 7TZ, M43 7TU, M43 7TW, M43 7EF | CAT D | Type 2
100107 | Droylsden East | DROYLSDEN EAST | 1001073CF08 | F543 WILLIAMSON LN | M11 4LS, M43 6EA, M43 6TP, M43 6DW, M43 6DG, M43 6TY, M43 6TX, M43 6TW, M43 6EF, M43 6FF, M43 6FN, M43 6DZ, M43 6DX, M43 6TS, M43 6DY, M43 7BE | CAT D | Type 2
100107 | Droylsden East | DROYLSDEN EAST | 1001073CF12 | F264 KERSHAW LN N | M34 5PX, M34 5WS, M34 5UT, M34 5GW, M34 5EQ, M34 5NT, M34 5PR, M34 5PP, M34 5QB, M34 5GA, M34 5PS, M34 5PT, M34 5PN, M34 5PJ, M34 5WT, M34 5NU, M34 5WE, M34 5PF, M34 5UD, M34 5SQ, M34 5SR, M34 5SG, M34 5SS, M34 5ST, M34 5SU, M34 5SY, M34 5TE, M34 5TF, M34 5SP, M34 5SW, M34 5SN, M34 5SJ, M34 5QU, M34 5RZ, M34 5QT, M34 5DZ, M34 5GS, M34 5SH, M34 5SD, M34 5XS, M34 5QS, M34 5LU, M34 5JT, M34 5PL, M34 5JP, M34 5JQ, M34 5WZ, M34 5NZ, M34 5XA, M34 5GH, M34 5WP, M34 5WD | CAT D | Type 2
100107 | Droylsden East | DROYLSDEN EAST | 1001073CF13 | F1945 MARKET ST | M43 7NP, M43 7NU, M43 7NQ, M43 7NA, M43 7YN, M43 7UQ, M43 7WA, M43 7ND, M43 7WB, M43 7NB, M43 7YP, M43 7YJ, M43 7NF, M43 7YQ, M43 7WW, M43 7UU, M43 7UX, M43 7YE, M43 7YF, M43 7YG, M43 7YD, M43 7YH, M43 7UZ, M43 6RN, M43 6RW, M43 6QP, M43 6RP, M35 6RP, M43 7NS, M43 7WR, M43 7WG, M43 7WP, M43 7WQ, M43 7NG, M43 7NR, M43 7PX, M43 7PF, M43 7PU, M43 7PT, M43 7PS, M43 7PR, M43 7PD, M43 7PE, M43 7PB, M43 7PP, M43 7PW, M43 7PG, M43 7PN, M43 7PH, M43 7PL, M43 7PJ, M43 7SD, M43 7QB, M43 7GB, M43 7GG, M43 7GA, M43 7QA, M43 7PZ, M43 7PY, M43 7PQ, M43 7RA, M43 7QR, M43 7RD, M43 7SL, M43 7RB, M43 7QT, M43 7US, M43 7YR, M43 7RY, M43 7SS, M43 7SU, M43 7SR, M43 7SQ, M43 7QH, M43 7RR, M43 7RQ, M43 7RG, M43 7RU, M43 7RS, M43 7RT, M43 7RX, M43 7RZ, M43 7SG, M43 7SE, M43 7SF, M43 7SB, M43 7SA, M43 7SN, M43 7QG, M43 1PV, M35 7RN, M43 7QE, M43 7QS, M43 7SJ, M43 7SH, M43 7GD, M43 7GJ, M43 7GH, M43 7QD, M43 7QJ, M43 7GE, M43 7QP, M43 7QL, M43 7RH, M43 7RJ, M43 7RN, M43 7QQ, M43 7RL, M43 7RW, M43 7QF, M43 7RP, M43 7WL, M43 7NN, M43 7NX, M43 7WN, M43 7WS, M43 7WT, M43 7NW, M43 7WF, M43 7NH, M43 7WH, M43 7NJ, M43 7WJ, M43 7NL, M43 7GZ, M43 7WD, M43 7WE, M43 7PA, M43 7GF, M43 7RE, M43 7QN, M43 7RF, M43 7AZ, M43 7AY, M43 7AN, M43 7AW, M43 7AL, M43 7AX, M43 7AS, M43 7AP, M43 7AQ, M43 7AG, M43 7EH, M43 7DF, M43 7AT, M43 7AU, M43 7EA, M43 7ZD, M43 7HD, M43 7HE, M43 7HF, M43 7HH, M43 7HB, M43 7XB, M43 7DX, M43 7DT, M43 7DL, M43 7DW, M43 7DN, M43 7JE, M43 7XD, M43 7HA, M43 7DA, M43 7DB, M43 7FF, M43 7DY, M43 7DZ, M43 7EP, M43 7EQ, M43 7BA, M43 7EL, M43 7BB, M43 7FL, M43 7FG, M43 7AA, M43 7HL, M46 0EG, M43 7LU, M43 7LW, M43 7WU, M43 7AJ, M43 7FT, M43 7ZB, M43 7FB, M43 7EB, M43 7FE, M43 7FD, M43 7ED, M43 7FA, M43 7SY, M43 7SX, M43 7QX, M43 7QY, M43 7QZ, M43 7AH, M43 7FR | CAT D | Type 2
100107 | Droylsden East | DROYLSDEN EAST | 1001073CF14 | F2151 THE WHARF DROYLSDEN | M43 6AN, M43 6EB, M43 6AD, M43 6AE, M43 6FB, M43 6EA, M43 6EW, M43 6FA, M43 6DT, M43 6TR, M43 6DZ, M43 6TS, M43 6ED, M14 6JT, M43 6AZ, M43 6AB, M43 6AR, M43 6AW, M43 3JY, M43 6BY, M43 6TH, M43 6TD, M43 6AS, M43 6TE, M43 6AP, M43 6AQ, M43 6AG, M43 6AY, M43 6AL, M43 6AJ, M43 6AF, M43 6TB, M43 6GU, M43 6GS, M43 6HX, M43 6HY, M43 6GT, M43 6HZ, M43 6GX, M43 6GW, M43 6GR, M43 6HU, M35 6AW, M43 6SR, M43 6DQ, M43 6ST | CAT D | Type 2
100107 | Droylsden East | DROYLSDEN EAST | 1001073CF15 | F518 RYECROFT HALL/PIZZA HUT | OL7 0DN, M34, M34 5PW, M34 5ZJ, M34 5RR, M34 5ZT, M34 5RT, M34 5QU, M34 5GU, M34 5GT, M34 5QT, M34 5QS, M34 5GR, M34 5GE, M34 5GF, M34 5GL, M34 5GJ, M34 5QR, M34 5GG, M34 5QQ, M34 5GQ, M34 5QG, M34 5GP, M34 5QP, M34 5QW, M34 5QF, M34 5GW, M34 5NU, M34 5WU, M34 5NX, M34 5WF, M34 5NY, M34 5NZ, M34 5WZ, M34 5WX, M34 5RB, M34 5RG, M34 5RQ, M34 5RE, M34 5RH, M34 5RA, M34 5RP | CAT D | Type 2
100107 | Droylsden East | DROYLSDEN EAST | 1001073CF16 | F1040 LOCK KEEPERS CT | M43 6UB, M43 6FY, M43 6HB, M43 6FT, M43 6FS, M43 6EY, M43 6UA, M43 6FR, M43 6ER, M43 6ES, M43 6ET, M43 6FX, M43 6EX, M43 6FU, M43 6EU, M43 6EZ, M43 6LZ, M43 6PF, M43 6QN, M43 6QW, M43 6PL, M43 6DU, M43 6DS, M43 6EG, M43 6EQ, M43 6FZ, M43 6FQ, M43 6FG, M43 6HE, M35 6EG, M43 6PE | CAT D | Type 2
100107 | Droylsden East | DROYLSDEN EAST | 1001073CF17 | F851 FOLD ST | M43 7EN, M43 7DJ, M43 7XA, M43 7XU, M43 7DE, M43 7HD, M43 7DD, M43 7UF, M43 7HQ, M43 7LA, M43 7JT, M43 7UE, M43 7JU, M43 7UG, M43 7JW, M43 7JP, M43 7JQ, M43 7ES, M43 7ER, M43 7ET, M43 7EU, M43 7EX, M43 7JG, M43 7JX, M43 7GR, M43 7HS, M43 7HT, M43 7HG, M43 7HX, M43 7HL, M43 7UJ, M43 7JZ, M43 7JY, M43 7HU, M43 7JR, M43 7LR, M43 7JS, M43 7JA, M43 7GL, M43 7GN, M43 7JD, M43 7GT, M43 7GS, M43 7HY, M43 7XH, M43 7XE, M43 7XG, M43 7HZ, M43 7XJ, M43 7JB, M43 7JF, M43 7JH, M43 7JL, M43 7JJ, M43 7JE, M43 7LU, M43 7LW, M34 7LU, M43 7LZ | CAT D | Type 2
100110 | Denton East | DENTON EAST | 1001103CF02 | F551 TAYLOR LN | M34 3WN, M34 3GE, M34 3RG, M34 3PF, M34 3WW, M34 3GQ, M34 3WE, M34 3PZ, M34 3GD, M34 3QF, M34 3QE, M34 3QH, M34 3GB, M34 3QD, M34 3QB, M34 3GA, M34 3WJ, M34 3WP, M34 3RN, M34 2PF, M34 3NR, M34 3QT, M34 3GL, M34 3GZ, M34 3QU, M34 2GJ, M34 2AF, M34 3RA, M34 3GY, M34 2BZ, M34 3PR, M34 3PY, M34 3NN, M34 3NG, M34 3NQ, M34 3WQ, M34 3LS, M34 3PE, M34 3PN, M34 3PL, M34 3PD, M34 3WH, M34 3NP, M34 3NH, M34 5GB, M34 3OX, M34 3NB, M34 3QA, M34 3QJ, M18, M34 3JP, M34 3PB | CAT D | Type 2
100110 | Denton East | DENTON EAST | 1001103CF03 | F1461 CROWN POINT NORTH NO3 | M34 3JB, M34 3EG, M34 3LF, M34 3HR, M34 3JD, M34 3FQ, M34 3FG, M34 3FP, M34 3EP, M34 3EQ, M34 3BT, M34 3BU, M34 3HS, M34 3HB, M34 3SZ, M34 3LY, M34 3JP | CAT D | Type 2
100110 | Denton East | DENTON EAST | 1001103CF04 | F46 TOWN LN (NO 52)/VICTORIA ST (DENTO | M34 6JQ, M34 6PZ, M34 6NQ, M34 6PY, M34 6FX, M34 6FY, M34 6JE, M34 6EY, M34 6JL, M34 6JH, M34 6FZ, M34 6JX, M34 6EX, M34 6ER, M34 6EG, M34 6EU, M34 6JU, M34 6FT, M34 6FR, M34 6FS, M34 6ES, M34 6ET, M34 6NB, M34 3GU, M34 2XW, M34 3JT, M34 2AB, M34 3JQ, M34 2AA, M34 2SW, M34 2JL, M34 2BN, M34 2AP, M34 2AW, M34 2FH, M34 6DA, M12 4QN, M34 6FW, M34 7SY, M34 6EP, M34 6FG, M34 6FQ, M34 6FU, M34 6PU, M34 6PP, M34 6FP, M34 6PN, M34 6BA, M34 6NG, M34 6JG, M34 6NL, M34 6HH, M34 3XP, M34 6FN, M34 6BD, M34 6BE, M34 6BL, M34 6BJ, M34 6BH, M34 6LR, M34 6BR, M34 6BB, M34 6AU, M34 6AF, M34 2BS, M34 2BQ, M34 2DA, M34 6LE, M34 6AE | CAT D | Type 2
100110 | Denton East | DENTON EAST | 1001103CF05 | F132 MOUNT PLEASANT/KING ST | M34 6PF, M34 6AQ, M34 6LE, M34 2AR, M34 2RR, M34 2AG, M34 6AF, M34 2AQ, M34 6AU, M34 6AD, M34 6DD, M34 6DH, M34 6HE, M34 6HF, M34 6DE, M34 6DF, M34 6HL, M34 6DN, M34 6DL, M34 6DW, M34 6DP, M34 6HW, M34 6AH, M34 6AG, M34 6AR, M34 6AS, M34 6AT, M34 6AX, M34 6AZ, M34 6LZ, M34 6LY, M34 6AY, M34 6NB, M34 6LW, M34 6BU, M34 6BS, M34 6EN, M34 6JN, M34 7SR, M34 7SX, M34 7SQ, M34 7TF, M34 7TX, M34 6BZ, M34 6BN, M34 6LU, M34 6BW, M34 6BY, M34 6BG, M34 6BX, M34 6BT, M34 6EH, M34 6LQ, M34 6BQ, M34 6LG, M34 6LN, M34 6LH, M34 6LS, M34 6BP, M34 6LJ, M34 6EJ, M34 6JJ, M34 6EL, M34 7TU, M34 7TS, M34 7US, M34 7TQ, M34 7UQ, M34 7TP, M34 7UP, M34 7TN, M34 7TW, M34 7UL, M34 7TL, M34 7TJ, M34 7UF, M34 7TH, M34 7UE, M34 6PT | CAT D | Type 2
100110 | Denton East | DENTON EAST | 1001103CF06 | F1285 AYLESBURY AVE | M34 6AZ, M34 6EN, M34 6HA, M34 6EW, M34 7SP, M34 7SU, M34 7UA, M34 7SQ, M34 7ST, M34 7TA, M34 7BX, M34 7TD, M34 7UD, M34 7TB, M34 7HZ, M34 7WQ, M34 7JH, M34 7JG, M34 7JJ, M34 7JP, M34 7JL, M34 7JN, M34 7HE, M34 7FF, M34 7HF, M34 7HH, M34 7HJ, M34 7FJ, M34 7FH, M34 7HL, M34 7HN, M34 7SZ, M34 2JJ, M34 7SY, M34 7PW, M34 7EW, M34 7PR, M34 7PS, M34 7PP, M34 7QH, M34 7GE, M34 7GD, M34 7GA, M34 7QD, M34 7GB, M34 7PD, M34 7PN, M34 7PE, M34 7GR, M34 7QR, M34 7GF, M34 7BS, M34 7EN, M34 7QJ, M34 7GQ, M34 7GN, M34 7QG, M34 7QQ, M34 7GP, M34 7GH, M34 7QP, M34 7GW, M34 7QN, M34 7GL, M34 7LU, M34 7JY, M34 7JU, M34 7LY, M34 7LZ, M34 7WF, M34 7WA, M34 7NB, M34 7NA, M34 7WB, M34 7DA, M34 7XA, M34 7XB, M34 7DD, M34 7DB, M34 7ND, M34 7WD, M34 7NE, M34 7XD, M34 7XE, M34 7DE, M34 7LX, M34 7LS, M34 7LT, M34 7JZ, M34 7JS, M34 7QA, M34 7PZ, M34 7QB, M34 7EZ, M34 7LJ, M34 7JD, M34 7LL, M34 7JB, M34 7LW, M34 7LN, M34 7LQ, M34 7JQ, M34 7LG, M34 7LR, M34 7ED, M34 7DL, M34 7AX, M34 7JE, M34 7JR, M34 7HB, M34 7LP, M34 7HD, M34 7LD, M34 7LH, M34 7LF, M34 7NH, M34 7PQ, M34 7EQ, M34 7PG, M34 7PX, M34 7PT, M34 7PU | CAT D | Type 2
100110 | Denton East | DENTON EAST | 1001103CF07 | DENTON E NWK T1 | M34 2AB, M34 3EU, M34 2AF, M34 3JU, M34 3JS, M34 2AD, M34 2AA, M34 3LE, M34 3PR, M34 3PS, M34 3JY, M34 3EY, M34 3FX, M34 3EX, M34 3EZ, M34 3JF, M34 3YG, M34 1YJ, M34 3HJ, M34 3HE, M34 3HD, M34 3FZ, M34 3AS, M34 2AH, M34 3PP | CAT D | Type 2
100110 | Denton East | DENTON EAST | 1001103CF11 | DENTON E NWK T2 | M34 3LF, M34 3LE, M34 3JU, M34 2BN, M34 3LJ, M34 3LL, M34 3LH | CAT D | Type 2
100110 | Denton East | DENTON EAST | 1001103CF12 | F1462 TWO TREES LN | M34 7NS, M34 7XR, M34 7WR, M34 7NU, M34 7DU, M34 7NF, M34 7DF, M34 7DZ, M34 7DY, M34 7NZ, M34 7PA, M34 7PB, M34 7WY, M34 7XZ, M34 7WZ, M34 7XY, M34 7WT, M34 7NY, M34 7NT, M34 7TS, M34 7TT, M34 7RS, M34 7RT, M34 7RX, M34 7RY, M34 7SD, M34 7SB, M34 7SE, M34 7SA, M34 7RZ, M34 7RP, M34 7SG, M34 7RU, SK14 2DW, M34 7WP, M34 7HY, M34 7XH, M34 7JL, M34 7HX, M34 7HU, M34 7JN, M34 7FY, M34 7JW, M34 7FQ, M34 7FZ, M34 7FS, M34 7HS, M34 7HP, M34 7HL, M34 7HN, M34 7HG, M34 7FN, M34 7FW, M34 7HW, M34 7FR, M34 7HT, M34 7FT, M34 7HQ, M34 7QR, M34 7PY, M34 7QS, M34 7GU, M34 7QU, M34 7GT, M34 7QT, M34 7GS, M34 7GG, M34 7PW, M34 7QW, M34 7LB, M34 7WX, M34 7NX, M34 7WS, M34 7WU, M34 7LJ, M34 7LF, M34 7JF, M34 7LE, M34 7LD, M34 7XF, M34 7XJ, M34 6NB, M34 7QX, M34 7GZ, M34 7EH, M34 7EG, M34 7EJ, M34 7PL, M34 7EL, M34 7EB, M34 7EA, M34 7NP, M34 7DP, M34 7DR, M34 7NR, M34 7GX, M34 7GY, M34 7WG, M34 7HZ, M34 7NQ, M34 7DQ, M34 7NG, M34 7DG, M34 7XQ, M34 7WQ, M34 7JA, M34 7NH, M34 7TD, M34 7UG, M34 7QL, M34 7EF, M34 7EE, M34 7PJ, M34 7UD, M34 7TQ, M34 7TG, M34 7TE, M34 7UE, M34 7AJ, M34 7RH, M34 7RD, M34 7RJ, M34 7RB, M34 7RF, M34 7RG, M34 7SL, M34 7SW, M34 7RL, M34 7RN, M34 7RW, M34 7RQ, M34 7RR, M34 7RE, M34 7GJ, M34 7QZ, M34 7GR, M34 7QF, M34 7GL, M43 7RA, M34 7RA, M34 7SF, M34 7SN, M34 7SJ, M34 7SH | CAT D | Type 2
100110 | Denton East | DENTON EAST | 1001103CF13 | F92 BIRCH GR | M34 3QJ, M34 2BE, M34 2BD, M34 3GX, M34 3QY, M34 3QL, M34 3QX, M34 2BF, M34 2AJ, M34 2GJ, M34 2AF, M34 2AE, M34 2BB, M34 2AU, M34 2AZ, M34 2BA, M34 2AY, M34 2AL, M34 2AX, M34 2AD, M34 2AA, M34 3QZ, M34 3GU, M34 2AN, M34 2AS, M34 2BG, M34 2AR, M34 2AT, M34 3GY, M34 2AQ, M34 2FH, M34 1ZA, M34 6AD, M34 2GR, M34 6ET, M34 6EQ, M34 6FP, M34 6FY, M34 6JR, M34 6NP, M34 6JS, M34 6NY, M34 6NS, M34 6JZ, M34 6NZ, M34 6NX, M34 6NT, M34 6JY, M34 6NU, M34 6NR, M34 6EZ, M34 2DJ, M34 2EB, M34 2DT, M34 2DP, M34 2DU, M34 2DQ, M34 2DG, M34 2DR, M34 2DS, M34 2EH, M34 2DL, M34 2DE, M34 2DN, M34 2DZ, M34 2FE, M34 2FA, M34 2DW, M34 6AP, M34 2DX, M34 2BT, M34 2DY, M34 2EA, M34 2BS, M34 2BJ, M34 2BL, M34 2BP, M34 2BH, M34 6AN, M34 6AW, M34 6AJ, M34 6AL, M34 6LL, M34 2DF, M34 2DH, M34 2FD, M34 2ED, M34 2FB, M34 2DB, M34 2BR, M34 2BY, M34 2BZ, M34 2DD, M34 2BQ | CAT D | Type 2
100110 | Denton East | DENTON EAST | 1001103CF14 | F3976 WILDE ST/GOVT TRAINING CTR | M34 3BD, M34 3BB, M34 3BE, M34 3AQ, M34 3AG, M34 3BA, M34 6DU, M34 6DS, M34 6DT, M34 3BF, M34 3AZ, M34 6DR, M34 6FH, M34 3AX, M34 3AY, M34 3AT, M34 3RN, M34 2FT, M34 3RW, M34 3RQ, M34 3RP, M34 3BH, M34 3ZA, M34 3LA, M34 3QR, M34 2JF, M34 3GT, M34 3QT, M34 3GR, M34 3RR, M34 2BY, M34 2BZ, M34 7NR, M34 3RS, M34 2ES, M34 3RB, M34 3FF, M34 6EF, M34 6FF, M34 6FE, M34 6EE, M34 6FD, M34 3DN, M34 3DW, M34 3DE, M34 3DF, M34 3DG, M34 3DQ, M34 3DH, M34 3FN, M34 3EA, M34 3DL, M34 3DJ, M34 3QA, M34 3SW, M34 6NB, M34 6AB, M34 6DA, M34 6LB, M34 3AU, M34 3AL, M34 3AW, M34 3AF, M34 3AN, M34 6AA, M34 3DS, M34 6DB, M34 6PT, M34 6DD, M34 6HE, M34 2JL, M34 3AJ, M34 3JU, M34 6PF | CAT D | Type 2
100112 | Didsbury | DIDSBURY | 1001123CF22 | F1560 SCHOOL LN (DIDSBURY)/WHITEHALL | M20 6FD, M20 6GX, M20 6SL, M20 6SN, M20 6ED, M20 6SF, M20 6HA, M20 6HZ, M20 6HY, M20 6HB, M20 6FB, M20 6EB, M20 6FA, M20 6EG, M20 6EP, M20 6EA, M20 6EQ, M20 6SW, M20 6SH, M20 6GD, M20 6SR, M20 6SX, M20 6SQ, M20 6SS, M20 6SG, M20 6ST, M20 6SU, M20 6SY, M20 6SZ, M20 6EL, M20 6EE, M20 6FJ, M20 6EY, M20 6EN, M20 6FL, M20 6EX, M20 6EW, M20 6ET, M20 6EU, M20 6HD, M20 6GF, M20 6HE, M20 6JY, M20 6GS, M20 6JZ, M20 6FT, M20 6HS, M19 1GN, M20 6JW, M20 6JP, M20 6JL, M20 6JD, M20 6JE, M20 6JA, M20 6HX, M20 6HU, M20 6GN, M20 6JB, M20 6HR, M20 6HG, M20 6GH, M20 6HP, M20 6LB, M20 6GL, M20 6FP, M20 6GP, M20 6JG, M20 6HF, M20 6GG, M20 6GJ, M20 6HH, M20 6JT, M20 6JS, M20 6HJ, M20 6BY, M20 6HW, M20 6JU, M20 6GR, M20 6JX, M20 6JR, M20 6JF, M20 6JQ, M20 6JJ, M20 6HN, M20 6WL, M20 6RY, M20 6WJ, M20 6RT, M20 6RU, M20 6RS, M20 6RG, M20 6WE, M20 6QX, M19 1UF, M19 1UD, LA6 1RL, M19 1EQ, M19 1AZ, M19 1SR, M19 1AS, M19 1AT, M19 1AY | CAT A | Type 1
100112 | Didsbury | DIDSBURY | 1001123CF23 | F158 STATION APPROACH/SHIRLEY INST/DID | M20 2RN, M20 2RP, M20 2SG, M20 2RB, M20 2RW, M20 2QR, M20 2RR, M20 2RG, M20 2RQ, M20 2DS, M20 2SN, M20 5NA, M20 5WP, M20 5LH, M20 2ZY, M20 2SA, M20 2RE, M20 4AP, M20 5LB, M20 5LW, M20 5LJ, M20 2RT, M20 5WA, M20 5WD, M20 5WB, M20 5NB, M20 5ND, M20 5WY, M20 5NG, M20 5QQ, M20 5GP, M20 5QP, M20 2SP, M20 2RZ, M20 2SW, M20 5GT, M14 XXX, M20 5AA, M20 5AB, M20 2HY, M20 5NP | CAT A | Type 1
100112 | Didsbury | DIDSBURY | 1001123CF24 | F1085 PARKFIELD CT | M20 3YA, M20 6DA, M20 6DD, M20 6DB, M20 6XB, M20 6DH, M20 2GH, M20 2QJ, M20 6XD, M20 2TR, M20 6XF, M20 6UY, M20 6UZ, M20 2DN, M20 2GJ, M20 2GE, M20 4GL, M20 2PQ | CAT A | Type 1
100112 | Didsbury | DIDSBURY | 1001123CF26 | F167 WILMSLOW RD RETAIL PK | M20 3GT, M20 3GU, M20 3QW, M20 3QU, M20 6AD, M20 6US, M20 6UW, M20 6UX, M20 6UU, M20 6UY, M20 6DG, M20 6AH, M20 6DE, M20 6AP, M20 6AT, M20 6AX, M20 6AY, M20 6AJ, M20 6GX, M20 6AN, M20 6AW, M20 6AQ, M20 6AF, M20 6AG, M20 6BN, M20 6AL, M20 6DR, M20 2DN, M20 6TR, M20 2DG, M20 6BA, M20 6BQ, M20 6BE, M1 1DR, M2 5QR, M20 6AZ, M20 6BB, M20 6LS, M20 4TX, M20 3DJ, M20 3QJ, M20 3QD, M20 4TQ, M20 4TN, M20 4TT, M20 4TS, M20 4TU, M20 3DH, M20 3DF, M20 3QZ, M20 3QN, M20 3GZ, M20 3GY, M20 3QY, M20 3QT, M20 3QX, M20 3GS, M20 3DE, M20 3QL, M20 3RB, M20 3RA, M20 6RA, M20 6SX, M20 6BW, M20 6BL, M20 6RB, M20 6BJ, M20 6BH, M20 6BD, M20 6WA, M20 6DN, M20 2DF, M20 2DJ, M20 6DF, M20 6BF, M20 6BG, M20 6BP, M20 6BR | CAT A | Type 1
100112 | Didsbury | DIDSBURY | 1001123CF30 | F2280 GAWSWORTH AVE/PARRSWOOD RD 2 | M20 5NL, M20 5NE, M20 5GA, M20 5QH, M20 5GH, M20 5QU, M20 5GN, M20 5GL, M20 5QJ, M20 5QN, M20 5QS, M20 5GS, M20 5QX, M20 5QT, M20 5QA, M20 5QW, M20 5GQ, M20 5QE, M20 5GD, M20 5QF, M20 5QB, M20 5GG, M20 5QD, M20 5QL, M20 5GB, M20 5GE, M20 5GF, M20 5GR, M20 5QR, M20 5NH, M20 5QG, M20 5GJ, M20 2SW, M20 2SB, M20 2SP, M20 2SD, M20 5WR, M20 5WS, M20 5NT, M20 5WT, M20 5PD, M20 5PJ, M20 5PH, M20 5PP, M20 5PE, M20 5NU, M20 5NS, M20 5NR, M20 5WG, M20 5WQ, M20 5NW, M20 5NY, M20 5WL, M20 5WN, M20 5WJ, M20 5WU, M20 5NF, M20 5NN, M20 5WE, M20 5WF, M20 5NJ, M20 5WH, SK8 4BU, M20 5PG, M20 5PQ, M20 5PW, M20 5PN, M20 5PL, M20 5PR, M20 5WW, M20 5PF, M20 5PA, M20 5PB | CAT A | Type 1
100112 | Didsbury | DIDSBURY | 1001123CF31 | F130 WILMSLOW RD 726/OAK RD (WITHINGTO | M20 2DR, M20 2RW, M20 6UL, M20 6RN, M20 2RJ, M20 2RH, M20 6RW, M20 5HJ, M20 2RN, M20 6UH, M20 6UJ, M20 2RU, M20 2TJ, M20 6UQ, M20 6UD, M20 6TS, M20 2SS, M20 2AE, M20 2ST, M20 2DB, M20 2TG, M20 2TD, M20 2TE, M20 2SU, M20 6PR, M20 6UE, M20 6UF, M20 6TU, M20 6TT, M20 6UG, M20 2RR, M20 2RL, M20 2TF, M20 2TH, M20 2TW, M20 2UG, M20 2SZ, M20 2TA, M20 2UB, M20 2SX, M20 2SY, M20 2TB, M20 2GU, M20 2GX, M20 6TG, M20 6TQ, M20 2QZ, M20 2QX, M20 2RA, M20 2FL, M20 2QT, M20 2GT, M22 4NQ, M20 6TW, M20 4QL, M20 4QJ, M20 4GH, M20 4GJ, M20 3QH, M20 3DE, M20 3DD, M20 3DB, M20 3BA, M20 3DA, M20 3LP, M20 3LE, M20 3LD, M20 3LR, M20 3DJ, M20 2DW, M20 6WF, M20 2DP, M20 2FW, M20 2QY, M20 2SQ, M20 8SS, M20 6UB, M20 6TX, M20 6TF, M20 6TL, M20 6UA, M20 6UP | CAT A | Type 1
100112 | Didsbury | DIDSBURY | 1001123CF32 | F310 DISBURY NWK | M20 2GJ, M20 2GP, M20 6XA, M20 6UZ, M20 6TJ, M20 6TW, M20 6TP, M20 2QQ, M20 6TN, M20 6TQ, M20 2GY, M20 2GZ, M20 8GZ, M20 1FR, M20 2QL, M20 2FH, M20 2QP, M20 2GW, M20 2FF, M20 2QW, M20 2QN, M20 8QN, M20 2GL, M20 2FG, M20 6TR, M20 2GN, M20 2GU, M20 2GF, M20 2QT, M20 2GT, M20 2FE, M20 2TZ, M20 2TY, M20 2QU, M20 2UA, M20 2UP, M20 2UQ, M20 2TT, M20 2UN, M20 8QU, M20 2EH, M20 2EL, M20 6HS, M20 6SX, M20 6TA, M20 6TB, M20 6TD, M20 6JN, M20 6GQ, M20 6RD, M20 6WN, M20 6HN, M20 6HW, M20 6HQ, M20 6JJ, M20 6HL, M20 2DW, M20 6TX, M20 6TU, M20 6OX, M20 6TE, M20 6TZ, M20 6TY, M20 6TL, M20 6UP, M20 6QX, M20 6DN, M20 0SX, M20 6RE, M20 6SA, M20 6RX, M20 6RZ, M20 6RG, M20 6RQ, M20 6WF, M20 6RH, M20 6RN, M20 6WD, M20 6WB, M20 6RJ, M20 6RF, M20 6RL, M20 6PL, M20 6PN, M20 6RP, M20 6WH, M20 6WG, M20 6RW, M20 6PQ, M20 6QD, M20 6QG, M20 6QA, M20 6QB, M34 7QU, M20 1OX, M20 6QE, M20 6SP | CAT A | Type 1
100112 | Didsbury | DIDSBURY | 1001123CF33 | F1559 MARTON AVE | M20 2SE, M20 2SN, M20 2FN, M20 2RE, M20 5NA, M20 5LS, M20 5LR, M20 5LH, M20 5LL, M20 5LD, M20 5LQ, M20 5LG, M20 5LP, M20 5LN, M20 5LA, M20 5LB, M20 5LW, M20 5LJ, M20 2AB, M20 2DX, M20 2RB, M20 2RY, M20 2ES | CAT A | Type 1
100112 | Didsbury | DIDSBURY | 1001123CF34 | F1561 PRINCES AVE | M19 1NA, M19 1RA, M19 1WL, M19 1NL, M19 1WJ, M19 1WH, M19 1NJ, M19 1NH, M19 1GT, M19 1WF, M19 1RX, M19 1LA, M19 1QG, M19 1LB, M19 1LD, M19 1LS, M19 1NU, M19 1SL, M19 1WS, M19 1WT, M19 1SG, M19 1SH, M19 1NT, M19 1NS, M19 1SJ, M19 1SF, M19 1NR, M19 1WA, M19 1NB, M19 1WB, M19 1WE, M19 1SA, M19 1NE, M19 1WD, M19 1RZ, M19 1NF, M19 1ND, M19 1SD, M19 1NP, M19 1SB, M19 1NN, M19 1RS, M19 1RG, M19 1RQ, M19 1QP, M19 1GP, M19 1JX, M19 1RE, M19 1SZ, M19 1RB, M19 1TF, M19 1RU, M19 1RT, M19 1TG, M19 1TE, M19 1RD, M19 1SY, M19 1QL, M19 1GJ, M19 1QJ, M19 1JS, M19 1SX, M19 1GH, M19 1QH, M19 1PL, SK4 3QH, M31 4DE, M19 1SE, LA6 2RT, LA6 1RL, M19 1AS, M19 1TP, M19 1TU, M19 1UG, M19 1EN, M19 1FL, M19 1EW, M19 1JY, M19 1LU, M19 1LZ, M19 1HH, M19 1LX, M19 1HD, M19 1LY, M19 1NW, M19 1HE, M19 1HY, M19 1FR, M19 1DT, M19 1DU, M19 1PD, M19 1FB, M19 1GB, M19 1DW, M19 1DN, M19 1FD, M19 1DJ, M19 1DL, M19 1FN, M19 1DG, M19 1FG, M19 1GQ, M19 1EB, M19 1GG, M19 1FQ, M19 1DS, M19 1DR, M14 5LY, M19 1TA, M19 1DZ, M19 1DX, SK4 3NT, M19 1GE, M19 1DY, M19 1GD, M19 1HZ, M19 1EA, M19 2WH, M19 1LT, M19 1LH, M19 1LN, M19 1LL, M19 1LE, M19 1QQ, M19 1ER, M19 1QY, M19 1QZ, PR7 2SQ, BL3 3SP, SK2 7GA, BL1 1DD, OL8 3, M15 4JE, CA4 0, SK1 3BD, M20 6AQ, M20 6AY, M20 6AR, M20 6SE, M20 6SL, M20 6SW, M20 6SP, M20 6AS, M20 6TH, M20 6AG, M20 6SR | CAT A | Type 1
100112 | Didsbury | DIDSBURY | 1001123CF35 | F1956 BARLOW RC HIGH SCH | M19 1TD, M19 1TB, M19 1RH, M19 1RL, M19 1RJ, M19 1RP, M19 1QP, M19 1RF, M19 1GW, M19 1WW, M19 1GN, M19 1QW, M19 1QN, M19 1GL, M19 1QL, M19 1JU, M20 5NP, M20 5PG | CAT A | Type 1
100114 | Fallowfield | FALLOWFIELD | 1001143CW03 | F2850 VICTORIA RD FLATS | M20 1BE, M14 6BY, M14 6DG, M14 6DB, M14 6DD, M14 6DA, M14 6BX, M14 6BU, M20 1AB, M20 1AD, M20 1BA, M20 1BZ, M20 1BY, M20 1BF, M20 1GU, M20 1GW, M20 1GX, M20 1BD, M20 1GY, M20 1BH, M20 1BJ, M20 1BQ, M20 1PD, M20 1BN, M20 1BL, M20 1BB, M20 1GJ, M20 1AQ, M20 1DJ, M20 1AG, M20 1AH, M20 1GD, M20 1GQ, M20 1GA, M20 1AA, M20 1DL, M20 1LR, M20 1DH, M20 1GL, M20 1AS, M20 1GP, M20 1GN, M20 1AR, M20 1GH, M20 1AP, M20 1AW, M20 1GS, M20 1AJ, M20 3ER, M20 1AE, M20 1GR, M20 1AT, M20 1GG, M20 1AN, M20 1GF, M20 1AL, M20 1GB, M20 1AF, M20 3EF, M20 1DD, M20 1GE, M20 1GT, M20 1DE, M20 1DA, M20 1DF, M20 3FN, M14 6AJ, M14 6AW, M14 6AN, M14 6AL, M14 6DT, M14 6AB | CAT A | Type 3A | Y | Type 3a | Existing micro taps with tripping | 8
100114 | Fallowfield | FALLOWFIELD | 1001143CW04 | F1915 PLATT CT | M14 4HP, M14 4PA, M14 4PJ, M14 4PE, M14 4PF, M14 4EA, M14 4PN, M14 4PW, M14 4PX, M14 4PU, M14 4EB, M14 4EN, M14 4EF, M14 4EE, M14 4HA, M14 4HR, M14 4HQ, M14 4HX, M14 4HW, M14 4HU, M14 4AN, M14 4AQ, M14 6FP, M14 4AH, M14 5, M14 5TP, M14 4HB, M14 4PQ, M14 4AP, M14 5LJ, M14 5LN, M14 5HA, M14 5LL, M14 5JG, M14 5JQ, M14 5LE, M14 5LT, M14 5LU, M14 5ST, M14 5YT, M14 5AP, M14 5AH, M14 5LQ, M14 5XN, M14 5WX, M14 5XD, M14 5XB, M14 5XA, M14 5WB, M14 5AA, M14 5AD, M14 5NL, M14 5NW, M14 5NY, M14 5WE, M14 7PX, M14 7PY, M14 5WH, M14 5NN, M14 5XE, M14 5NH, M14 5WF, M14 5NE, M14 5ND, M14 5LG, M14 5LS, M14 5LR, M14 6LD, M14 5NF, M14 6JA, M14 5LW, M14 5AR, M14 6XU, M14 7DP, M14 5AT, M14 5RB, M14 4DD, M14 4DF, M14 4DH, M14 4DG, M14 4DJ, M14 4DE, M14 4DL, M14 4LQ, M14 4DR, M14 4BZ, M14 4DB, M14 4DA, M14 4DS, M14 4DX, M14 4LP, M14 4DY, M14 4DZ, M14 4EX, M14 4FX, M14 4FU, M14 4FS | CAT A | Type 3A | Y | Type 3a | Existing micro taps with tripping | 8
100114 | Fallowfield | FALLOWFIELD | 1001143CW05 | F2851 SAINSBURYS (FALLOWFIELD) | M20 4WA, M14 6XU, M14 6AH, M14 6YB, M14 6YD, M14 6YQ, M14 6JT, M14 6RH, M14 6RD, M14 6YG, M14 6YE, M14 6UD, M14 6UB, M14 6UA, M14 6UH, M14 6UJ, M14 6UE, M14 6UF, M14 6WB, M14 6WA, M14 6UY, M14 6UG, M14 6UR, M14 6UQ, M14 6UL, M14 6WD, M14 6UN, M14 6UX, M14 6US, M14 6UW, M14 6UP, M14 6WE, M14 6UU, M20 4NB, M14 6WT, M14 6NT, M14 6XX, M14 6NF, M20 4LZ, M14 6WP | CAT A | Type 3A | Y | Type 3a | Existing micro taps with tripping | 8
100114 | Fallowfield | FALLOWFIELD | 1001143CW06 | F1911 OWENS PARK TOWER/CROMWELL RANGE | M14 5SU, M14 5ED, M14 5SY, M14 5TB, M14 5TA, M14 5TE, M14 5SZ, M14 5RP, M14 5FT, M14 5TG, M14 5RR, M14 5SE, M14 5GS, M14 6HW, M14 6HH, M14 6HD | CAT A | Type 3A | Y | Type 3a | Existing micro taps with tripping | 8
100114 | Fallowfield | FALLOWFIELD | 1001143CW10 | F2852 FALLOWFIELD NETWORK | M14 6AF, M14 6XS, M14 6XQ, M14 6DS, M14 6JR, M14 6NP, M14 6AA, M14 6XG, M14 6XF, M14 6XY, M14 6XH, M14 6XW, M14 6ND, M14 6NS, M14 6UB, M19 1BB, M19 1AN, M14 6SG, M14 6TA, M14 6TB, M14 6SR, M14 6SE, M19 2WB, M19 2NB, M19 1AL, M19 1BA, M19 1AX, M19 1AB, M19 1AD, M19 2NA, M19 2WA, M19 2LZ, M19 2LY, M19 2LX, M19 1BG, M19 1BZ, M19 1FA, M19 1ES, M19 1DH, M19 1BQ, M19 1BY, M19 1BX, M19 1AU, M19 1AE, M19 1AF, M19 1AH, M19 1AJ, M19 1AG, M19 1AQ, M19 1AR, M19 1AP, M19 1AW, M19 1BP, M19 1QA, M19 1GA, M19 1BL, M19 1DE, M19 1DD, M19 1BJ, M19 1BE, M19 1BH, M19 1DB, M19 1BD, M19 1DA, M19 1BF, M20 4SS, M20 4ST, M20 4SY, M20 4SU, M20 4SX, SK4 3AW, M14 6TZ, M14 6NG, M14 6NQ, M14 6YP, M14 6YD, M14 6JT, M14 6UZ, M14 6XA, M14 6XZ, M14 6YA, M14 6RN, M14 6RP, M14 6RL, M14 6QT, M14 6RF, M14 6RW, M14 6YH, M14 6YT, M14 6YS, M14 6YR, M14 6YU, M14 6YJ, M14 6YF, M14 6YL, M14 6RG, M14 6RR, M14 6YW, M14 6YN, M14 6RZ, M14 6SA, M14 6SB, M14 6RU, M14 6RS, M14 6RT, M14 6QX, M14 6QU, M14 6RQ, M14 6TP, M14 6TY, M14 6QY, M14 6TH, M14 6TG, M14 6TR, M14 6TT, M14 6TQ, M14 6TX, M14 6TN, M14 6TL, M14 6TJ, M17 1RE, M14 6PL, M14 6PH, M13 6PL, M14 6PJ, M13 0UE, M14 6HN, M13 0UJ, M14 6HL, M14 6HJ, M13 0UB, M13 0XR, M13 0UF, M13 0XD, M13 0XS, M13 0UD, M13 0UH, M13 0UL, M13 0TJ, M13 0TH, M13 0TX | CAT A | Type 3A | Y | Type 3a | Existing micro taps with tripping | 8
100114 | Fallowfield | FALLOWFIELD | 1001143CW11 | F950 REDMERE GR | M14 6JX, M14 7FB, M14 7BX, M14 7RP, M14 7LE, M14 7LD, M14 7BY, M14 7BS, M14 7RN, M14 7BR, M14 7RL, M14 7BP, M14 7BW, M14 7BJ, M14 7BH, M14 7BD, M14 7BE, M14 7RH, M14 7AT, M14 7RF, M14 7AR, M14 7RG, M14 7AS, M14 7BL, M14 7BF, M14 7BN, M14 7RJ, M14 7BQ, M14 7BG, M14 7BT, M14 7AG, M14 7BU, M14 7AE, M14 7EZ, M14 7BB, M14 7BA, M14 7AZ, M14 7AD, M14 7AB, M14 7RA, M14 7AF, M14 7AJ, M14 7RD, M14 7AL, M14 7RE, M14 7AN, M14 7RB, M14 7AH, M14 7AQ, M14 7AW, M14 7AP, M14 7DZ, M14 7EB, M14 7DR, M14 7RT, M14 7UU, M14 7NS, M14 7WR, M14 7NR, M14 7WG, M14 7WQ, M14 7NG, M14 7NQ, M14 7WP, M14 7NP, M14 7WW, M14 7HS, M14 7LF, M14 7LH, M14 7JN, M14 7LN, M14 7LP, M14 7LQ, M14 7LG, M14 7LW, M14 7JQ, M14 7JU, M14 7JP, M14 7HT, M14 7AA, M14 7AY, M14 7FX, M14 7FH, M14 7FD, M14 7FE, M14 7EU, M14 7DS, M14 7DG, M14 7FT, M14 6EF, M14 6EH, M14 6FD, M14 7DQ, M14 7DL, M14 7DN, M14 6EE, M14 6FF, M14 6FE, M14 6ED, M14 7DW, M14 6GU, M14 6GT, M14 6FW, M14 6JS, M14 6EB, M14 6EQ, M14 6DS, M14 6ES, M14 6ER, M14 6DU, M14 6EA, M14 6EG, M14 6FA, M14 6LZ, M14 6EZ, M14 6JZ, M14 6DZ, M16 8NG, M14 6FB, M14 6FG, M14 6JW, M14 6JY, M14 6JU, M14 6JP, M14 6DL, M14 7DP, M14 7DH, M14 7SD, M14 7SB, M14 7SA | CAT A | Type 3A | Y | Type 3a | Existing micro taps with tripping | 8
100114 | Fallowfield | FALLOWFIELD | 1001143CW13 | F492 WYNNSTAY GR | M20 4PP, M20 4AN, M14 6BL, M14 6AR, M14 6AU, M14 6AS, M14 6AQ, M14 6BW, M14 6AP, M14 6BN, M14 6BF, M14 6AY, M14 6AG, M14 6AJ, M14 6UW, M20 4PN, M20 4PX, M20 4PJ, M20 4PH, M20 4GA, M20 4WD, M20 4ND, M20 4NE, M20 4PZ, M20 4NB, M20 9NB, M20 4NN, M20 4AE, M20 4AF, M20 3NA, M14 6AX, M20 3NB, M20 9NN, M20 4PU, M20 4PL, M17 1PS, M20 4PB, M14 6AB, M14 6FH, M14 6EJ, M14 6FJ, M14 6FL, M14 6EL, M14 6BJ, M14 6BH, M14 6AN, M14 6AD, M14 6AE, M14 6BE, M14 6XQ, M14 6XN, M14 6XP, M14 6XT, M14 6NS | CAT A | Type 3A | Y | Type 3a | Existing micro taps with tripping | 8
100114 | Fallowfield | FALLOWFIELD | 1001143CW14 | F172 WHITWORTH LN/THE FIRS | M14 6HD, M14 6HX, M14 6ND, M14 6NN, M14 6NW, M14 6WR, M14 6NR, M40 5LP, M14 6WW, M14 6WP, M14 6NQ, M14 6WQ, M14 6WN, M14 6NP, M14 6NX, M14 6ZT, M14 4NS, M14 6ZU, M14 6ZW, M14 6ZX, M14 6ZY, M14 6ZZ, M14 6WG, M14 6WF, M14 6PU, M14 6PY, M14 6QA, M14 6PZ, M14 6PX, M14 6PT, M14 6PS, M14 6PG, M14 6PW, M14 6PN, M14 6PQ, M14 6PR, M14 6PA, M14 6PB, M14 6QH, M14 6GJ, M14 6QL, M14 6GH, M14 6GG, M14 6QJ, M14 6GQ, M14 6RY, M14 6QZ, M14 6RX, M14 6GP, M14 6QE, M14 6GL, M14 6QP, M14 6QQ, M14 6QG, M14 6QR, M14 6QW, M14 6GN, M14 6GS, M14 6QN, M14 6GR, M14 6GW, M14 6PD, M14 6HE | CAT A | Type 3A | Y | Type 3a | Existing micro taps with tripping | 8
100117 | Green ln - Altrincham | GREEN LN | 1001174CW02 | L1755 FAIRFIELD RD | M33 3PB, M33 3RD, M33 3PL, M33 3SB, M33 3QA, M33 3PX, M33 3NY, M33 3PN, M33 3PW, M33 3PQ, M33 3PP, M33 3RE, M33 3PJ, WA15 7ER, WA15 7RB, WA15 7ES, M33 3PT, M33 3PU, M33 3RF, M33 3PS, M33 3PR, M23 9HN, M23 9HW, WA15 7HE, WA15 7HJ, WA15 7JD, WA15 7HL, WA15 7HU, WA15 7HX, WA15 7JA, WA15 7HY, WA15 7HZ, WA15 7JB, WA15 7JE, WA15 7JH, WA15 7JJ, WA15 7JL, WA15 7JG, WA15 7JQ, WA15 7JF, WA15 7JU, WA15 7AD, WA15 7AE, WA15 7AF, WA15 7EY, WA15 7EZ, WA15 7HB, WA15 7HD, WA15 7HA, WA15 7LF, WA15 7HN, WA15 7XU, WA15 7XT, WA15 6UG, WA15 6UJ, WA15 6UL, WA15 6UH, WA15 6UQ, M23 9JQ, M23 9JG, M23 9JP, M23 9JR, M23 9QQ, WA15 7LD, WA15 7HH, WA15 7HQ, WA15 7HF, WA15 7HG, WA15 7EU, WA15 7YB, WA15 7YA, WA15 7EX, WA15 7YD, WA15 7YG, WA15 7YS, M23 9HB, M23 9HD, M23 9QT, M33 3PH, M23 9HH, M23 9PY, M23 9PZ, M23 9PA, M23 9PB, M33 3PF, M33 3PE, M33 3PG, M23 9HL, M23 9RL, M23 9HR, M23 9HG, M23 9HQ, M23 9SF, M23 9HJ, M23 9HY, M23 9HF, M23 9HE, M33 3SN, M23 9HP, M23 9HA, WA15 7JT, WA15 7DY, WA15 7EA, WA15 7EG, WA15 7EL, WA15 7EP, WA15 7EQ, WA15 7EN, WA15 7ET, WA15 7EW, WA15 7EJ, WA15 7EH, WA15 7DZ, WA15 7GH, M23 9PU, M23 9PS, M23 9FS, M23 9PQ, M23 9GY, M23 9JX, M23 9JT, M23 9JU, M23 9JS, M23 9JL, M23 9JN, M23 9JW, M23 9AN, M23 9AH, M23 9JH, M23 9RH, M23 9JJ, WA15 6AW, WA15 6AP, WA15 6AS, M33 3RN, M33 3RW, M33 3RP, M33 3SA, M33 3RZ, M33 3RY, M33 3RX, M33 3RU, M33 3RT, M33 3RS, M33 3RR, M33 3RG, M33 3RQ, M33 3RL, M33 3SE, M23 9SG, M23 9HS, M33 3PY, WA15 7NT, WA15 7NS | CAT D | Type 4
100117 | Green ln - Altrincham | GREEN LN | 1001174CW03 | L1032 HIGHFIELD RD/GREEN LN N | WA15 7QH, WA15 7RZ, WA15 7QJ, WA15 7AT, WA15 7AU, WA15 7AH, WA15 7AP, WA15 7AN, WA15 7AW, WA15 7AR, WA15 7AS, WA15 7XE, WA15 7BH, WA15 7BQ, WA15 7BG, WA15 7BE, WA15 7BA, WA15 7BB, WA15 7BD, WA15 7AZ, WA15 7AX, WA15 7NT, WA15 7NU, WA15 7NX, WA15 7DA, WA15 7ER, WA15 7AY, M90, WA15 7PJ, WA15 7AB, WA15 7AF, WA15 7AL, WA15 7PG, WA15 7PH, WA15 7NH, WA15 7NQ, WA15 7NG, WA15 7NE, WA15 7NF, WA15 7NB, WA15 7ND, WA15 7BJ, WA15 7UR, WA15 7XR, WA15 7XS, WA15 7XN, WA15 7XW, WA15 7UZ, WA15 7XF, WA15 7XB, WA15 7XD, WA15 7XQ, WA15 7XA, WA15 7XX, WA15 7XP, WA15 7XL, WA15 7XJ, WA15 7XG, WA15 7WZ, WA15 7UU, WA15 7UX, WA15 7LH, WA15 7DD, WA15 7AJ, WA15 7HS, WA15 7HR, WA15 7HW, WA15 7HP, WA15 7HN, WA15 7HU, WA15 7HT, WA15 7JN, WA15 7BX, WA15 7JW, WA15 7JP, WA15 7JR, WA15 7JS, WA15 7JT, WA15 7JU, WA15 7BZ, WA15 7DB, WA15 7JX, WA15 7JZ, WA15 7JY, WA15 7DE, WA15 7LB, WA15 7LA, WA15 7DG, WA15 7DF, WA15 7BY, WA15 7LW, WA15 7DS, WA15 7DR, WA15 7DN, WA15 7DH, WA15 7DP, WA15 7DW, WA15 7DT, WA15 7DJ, WA15 7DU, WA15 7DX, WA15 7DQ, WA15 7LN, WA15 7EB, WA15 7ED, WA15 7EF, WA15 7EE, WA15 7LL, WA15 7DL, WA15 7ES | CAT D | Type 4
100117 | Green ln - Altrincham | GREEN LN | 1001174CW04 | L2682 GREEN LN DISTRIBUTION | WA15 8EW, WA14 1BA, WA15 8ER, WA15 8EJ, WA15 8UH, WA15 8EP, WA15 3HT, WA15 7PL, WA15 7PF, WA15 7NZ, WA15 8QW, WA15 7NR, WA15 8QR, WA15 8QP, WA15 8QS, WA15 7PJ, WA15 7PG, WA15 7NQ, WA15 7DP, WA15 8BA, WA15 9RZ, WA15 9QZ, WA15 9QT, WA15 9QX, WA15 9RP, WA14 1BW, WA15 8QU, WA15 8GZ, WA14 8GZ, WA15 8AB, WA15 8HJ, WA15 8HW, WA15 8FG, WA15 8HT, WA15 8HL, WA15 8HH, WA15 8HQ, WA15 8EU, WA15 8EX, WA15 8ES, WA15 8ET, WA15 8EZ, WA15 8DB, WA15 8EQ, WA15 8EY, WA15 8HA, WA15 8HE, WA15 8HD, WA15 8JD, WA15 8HB, WA15 8HY, WA15 7QW, WA15 7RR, WA15 7RN, WA15 7RS, WA15 7RT, WA15 7LH, WA15 7QQ, WA14 5GL, WA15 7QN | CAT D | Type 4
100117 | Green ln - Altrincham | GREEN LN | 1001174CW05 | L1035 GROVE LN/OLD MEADOW LN | WA15 8PD, WA15 8PE, WA15 8NG, WA15 8NE, WA15 8NL, WA15 8NJ, WA15 8NQ, WA15 8NU, WA15 8NX, WA15 8NY, WA15 8NH, WA15 8NN, WA15 8NF, WA15 8PY, WA15 8SN, WA15 8NZ, WA15 8PA, WA15 8PB, WA15 8PH, WA15 8RE, WA15 0DG, WA15 0DS, WA15 0DQ, WA15 0DY, WA15 0DJ, WA15 0DW, WA15 0DR, WA15 0DT, WA15 0DU, WA15 0DP, WA15 0PB, WA15 0NZ, WA15 0NY, WA15 0PA, WA15 0PE, WA15 0NW, WA15 0PD, WA15 0DH, WA15 0DF, WA15 0PG, WA15 8ND, WA15 8NA, WA15 8QB, WA15 8NB, WA15 8QA, WA15 8QD, WA15 8PZ, WA15 8RH, WA15 8RJ, WA15 8RP, WA15 8LB, WA15 8LA, WA15 8JZ, WA15 8PQ, WA15 8PF, WA15 8PG, WA15 8PT, WA15 8LU, WA15 8PX, WA15 8LP, WA15 8PR, WA15 8PU, WA15 8RF, WA15 8LG, WA14 2BB, WA15 8LH, WA15 8LQ, WA15 8NP, WA15 8JT, WA15 8JS, WA15 8JX, WA15 8JY, WA15 8LZ, WA15 8LY, WA15 8QE, WA15 8LR, WA15 8LX, WA15 8LT, WA15 8LS, WA15 8DU, WA15 8RN, WA15 8RW, WA15 8RL, WA15 8SW, WA15 8ST, WA15 8SS, WA15 8UE, WA15 8SR, WA15 8TS, WA15 8SX, WA15 8TB, WA15 8SU, WA15 8SZ, WA15 8TA, WA15 8TE, WA15 8TG, WA15 8TF, WA15 8TD, WA15 8SY, WA15 0JF, WA15 0JE, WA15 0JB, WA15 0HR, WA15 0HP, WA15 0HW, WA15 8SP, WA15 0HN, WA15 0AB, WA15 7DY, WA15 8TN, WA15 7LJ, WA15 0HG, WA15 0HE, WA15 0PP, WA15 0HH, WA15 0HJ, WA15 0ED, WA15 0EL, WA15 0EJ, WA15 0EE, WA15 0EB, WA15 0HQ, WA15 0HF, WA15 0EA, WA15 0DZ, WA15 0AH, WA15 0DE, WA15 0DB, WA15 0DD, WA15 0PF, WA15 0PQ, WA15 0DL, WA15 0DN | CAT D | Type 4
100117 | Green ln - Altrincham | GREEN LN | 1001174CW09 | L1034 WOOD LN | WA15 7TG, WA14 3AB, WA15 7SN, WA15 7TQ, WA15 7SG, WA15 7SF, WA15 7SJ, WA15 7SL, WA15 7SW, WA15 6NE, WA15 6LX, WA15 6ND, WA15 6LZ, WA15 6NA, WA15 6LU, WA15 6LY, WA15 6NB, WA15 6NF, WA15 6NH, WA15 6SZ, WA15 7LX, WA15 7SH, WA15 7SE, WA15 7SQ, WA15 6LG, WA15 6JF, WA15 6SY, WA15 6TA, WA15 7LT, WA15 7LS, WA15 7QB, WA15 7NA, WA15 7QE, WA15 7QF, WA15 7NN, WA15 7QG, WA15 7LY, WA15 7LZ, WA15 7NP, WA15 7LU, WA15 7GP, WA14 1LJ, WA14 1LH, WA14 1LN, WA14 1PA, WA14 1NF, WA14 1LL, WA14 1LR, WA14 1LT, WA14 1NQ, WA14 1NG, WA14 1NS, WA14 1NL, WA14 1NT, WA14 1NN, WA14 1NP, WA14 1GS, WA14 1LZ, WA14 1LP, WA14 1LU, WA14 1LY, WA14 1LX, WA14 1NH, WA15 7NG, WA15 7NL, WA15 7NJ, WA15 7NB, WA15 7NW, WA15 7AY, WA15 7XS, WA15 7UR, WA15 7XH, WA15 7UT, WA15 6UD, WA15 7BN, WA15 7BJ, WA15 7UN, WA15 7UW, WA15 7TA, WA15 7TB, WA15 7SZ, WA15 7UA, WA15 7UG, WA15 7UF, WA15 6UA, WA15 7WZ, WA15 7UE, WA15 7TF, WA15 7TD, WA15 7TE, WA15 7TJ, WA15 7SR, WA15 7SS, WA15 7SX, WA15 7SU, WA15 7TH, WA15 7ST, WA15 7RH, WA15 7RQ, WA15 7RY, WA15 7RL, WA15 7LP, WA15 7RX, WA15 7RW, WA15 7RN, WA15 7RU, WA15 7RP, WA15 7RJ, WA15 7LR, WA15 6RL, WA15 6RP, WA15 6RW, WA15 6RH, WA15 6RJ, WA15 7RF, WA15 7QZ, WA15 7QL, WA15 8HY, WA15 8JB, WA15 8JA, WA15 8HZ, WA15 7QY, WA15 6ST, WA15 7QT, WA15 7QX, WA15 7QU, WA15 6SU, WA15 7RE, WA15 7RR, WA15 7RD, WA15 6DY, WA15 6DU, WA15 6XP, WA15 6XW, WA15 6XA, WA15 6UZ, WA15 6XB, WA15 6XD, WA15 6XL, WA15 6XG, WA15 6XR, WA15 6XE, WA15 6XQ, WA15 6XN, WA15 6XJ, WA15 6XH, WA15 6XF, WA15 6DS, WA15 6DT, WA15 6UY, WA15 6UL, WA15 6UX, WA15 7PY, WA15 7QA, WA15 7PZ, WA15 7PS, WA15 7PT, WA15 7PL, WA15 7PW, WA15 7PA, WA15 7PE, WA15 7PN, WA15 7PD, WA15 7PP, WA15 7PR, WA15 7PU, WA15 7PX, WA15 7QD, WA15 6NY, WA15 7SY, WA15 7SP, WA15 6NX, WA15 6NT, WA15 6NN, WA15 6NJ, WA15 6NL, WA15 6PB, WA15 6NZ, WA15 6PA, WA15 6NS, WA15 6NU, WA15 6PD, WA15 6PL, WA15 6PH, WA15 6PJ, WA15 7SB | CAT D | Type 4
100117 | Green ln - Altrincham | GREEN LN | 1001174CW10 | L1033 GREEN LN SCH | WA15 0NH, WA15 8DL, WA15 8DN, WA15 8ED, WA15 8DZ, WA15 8DS, WA15 8EA, WA15 8DY, WA15 8DR, WA15 8DW, WA15 8DP, WA15 8RH, WA15 8RD, WA15 0NJ, WA15 0JN, WA15 9JW, WA15 9JR, WA15 9JS, WA15 9JP, WA15 9JN, WA15 9JL, WA15 9JJ, WA15 9DQ, WA15 9DE, WA15 9DF, WA15 9DG, WA15 8EB, WA15 8DH, WA15 8RB, WA15 8QP, WA15 8LH, WA15 8JP, WA15 8QW, WA15 8QN, WA15 8QL, WA15 8DT, WA15 8JF, WA15 8LW, WA15 8JQ, WA15 8BX, WA15 8JG, WA15 8JE, WA15 8BJ, WA15 8BW, WA15 8BP, WA15 8BT, WA15 8BU, WA15 8BS, WA15 8EE, WA15 8EF, WA15 8JH, WA15 8JN, WA15 8JJ, WA15 8JR, WA15 8JW, WA15 8JU, WA15 8JX, WA15 8JL, WA15 8LR, WA15 8LS, WA15 8DU, WA15 8DX, WA14 8BJ, WA15 8BL | CAT D | Type 4
100117 | Green ln - Altrincham | GREEN LN | 1001174CW11 | L690 HOWARDS CT | WA15 6S, WA15 6SA, WA15 6SB, WA15 6SD, WA15 6RN, WA15 6RS, WA15 6RP, WA15 6RR, WA15 6RW, WA15 6RT, WA15 6RZ, WA15 6RY, WA15 6RX, WA15 6RU, WA15 6LP, WA15 6EQ, WA15 6AS, WA15 6AT, WA15 6AU, WA15 6EL, WA15 6EH, WA15 6EJ, WA15 6HQ, WA15 6HH, WA15 6HS, WA15 6HR, WA15 6HT, WA15 6HU, WA15 6JP, WA15 6NF, WA15 6NQ, WA15 6NG, WA15 6NH, WA15 6NW, WA15 6NP, WA15 6NR, WA15 6PL, WA15 6PW, WA15 6PP, WA15 6PX, WA15 6PT, WA15 6PS, WA15 6PU, WA15 6PN, WA15 6PQ, WA15 6PR, WA15 6LR, WA15 6OX, WA15 9AF, WA15 6EF, WA15 6DZ, WA15 6EG, WA15 6DY, WA15 6DU, WA15 6EA, WA15 6EB, WA15 6DT, WA14 1BA, WA15 6LQ, WA15 6LF, WA15 6JR, WA15 6LB, WA15 6LD, WA15 6JY, WA15 6JX, WA15 6JU, WA15 6LE, WA15 6JZ, WA15 6LA, WA15 6SG, WA15 6RQ, WA15 6LN, WA15 6LL, WA15 6LJ, WA15 6LH, WA15 6LG, WA15 6EE, WA15 6EY, WA15 6ED, WA15 6QD, WA15 6QZ, WA15 6DW, WA15 6DN, WA15 6DP, WA15 6DL, WA15 6DR, WA15 6UD, WA15 6UE, WA15 6QY, WA15 6RA, WA15 6RB, WA15 6QU, WA15 6HL, M33 3SY, WA15 6TQ, WA15 6TG, WA15 6QG, WA15 6BW, WA15 6HZ, WA15 6QQ, WA15 6HX, WA15 6QN, WA15 6JN, WA15 6JW, WA15 6QH, WA15 6QW, WA15 6QE, WA15 6QL, WA15 6QJ, WA15 6JQ, WA15 6JH, WA15 6JJ, WA15 6JG, WA15 6QF, WA15 6JL, WA15 6JS, WA15 6JB, WA15 6QX, WA15 6HF, WA15 6HE, WA15 6HG, WA15 6QS, WA15 6QT, WA15 6QR, WA15 6QP, WA15 6AQ, WA15 6BN, WA15 6BJ, WA15 6BH, WA15 6BQ, WA15 6BS, WA15 6BU, WA15 6HW, WA15 6BP, WA15 6DB, WA15 6DE, WA15 6DD, WA15 6HY, WA15 6AJ, WA15 6AN, WA15 6AR, WA15 6AH, WA15 6BT, WA15 6BX, WA15 6BY, WA15 6BZ, WA15 6DA, WA15 6EU, WA15 6EX, WA15 6AW, WA15 6HJ, WA15 6HN, WA15 6ES, WA15 6ET, WA15 6ER, WA15 6EP, WA15 6EN, WA15 6EW, WA15 6EZ, WA15 6AD, WA15 6AE, WA15 6AL, WA15 6AB, WA15 6AF, WA15 6AG, WA15 6BD, WA15 6BL, WA15 6UB, WA15 7XJ, WA15 7UU, WA15 7UX | CAT D | Type 4
100119 | Levenshulme (100119) | LEVENSHULME | 1001193CW03 | LEVENSHULME NWK T1 | M19 3PH, M19 3QB, M19 3AA, M19 3AB, M19 3AD, M19 3BN, M19 3BP, M19 3BF, M19 3AE, M19 3AF, M19 3QF, M19 3GE, M19 3GF, M19 3QH, M19 3GJ, M19 3LB, M19 3NE, M19 3LE, M19 3LF, M19 3QJ, M19 3GH, M19 3WG, M19 3QA, M19 3PP, M19 3PQ, M19 3PZ, M19 3NG, M19 3NZ, M19 3NR, M19 3QZ, M19 3QY, M19 3AH, M19 3RF, M19 3PG, M19 3NQ, M19 3DL | CAT D | Type 2
100119 | Levenshulme (100119) | LEVENSHULME | 1001193CW04 | F1734 EAST RD | M12 5GH, M12 5GA, M12 5RF, M12 4PH, M12 5RJ, M12 5RL, M12 5RN, M12 5RT, M12 4PE, M12 5QE, M12 4PF, M12 5ST, M12 5TP, M12 5TW, M12 5TE, M12 5TA, M12 5TD, M12 5TB, M12 5TF, M12 5TH, M12 5TJ, M12 5TN, M12 5SZ, M12 5RB, M12 5RE, M12 5RD, M12 5GZ, M12 5QA, M12 5RA, M12 5QG, M12 5QL, M12 5QP, M12 5QB, M12 5GY, M12 5GX, M12 5GR, M12 5RY, M12 5GB, M12 5RW, M12 5RG, M12 5TL, M12 5SY, M12 5RQ, M12 5RP, M12 5QY, M12 5QZ, M12 5RU, M12 5RS, M12 5RR, M12 4NU, M12 4WU, M12 4PA, M12 5UZ, M12 5QJ, M12 4WE, M12 5QH, M12 5HS, M12 5GF, M12 4PJ, M12 4HP, M12 4NF, M18 7DP, M18 7DL, M18 7DG, M18 7DH, M18 7DJ, M18 7DE, M18 7DF, M18 7DA, M18 7DD, M18 7DB, M18 7BQ, M12 4HW, M13 0NN, M14 5GP, M13 0LX, M13 0LY, M13 0YB, M13 0YE, M13 0YA, M13 0YF, M13 0YD, M13 0WL, M13 0WW, M13 0NW, M12 4EX, M12 4FT, M13 0LW, M12 4EW, M12 4JB, M12 4HG, M12 4HQ, M12 4HL, M12 4PW, M13 0WN, M12 4DR, M12 4EY, M13 0NU, M13 0RR, M12 4JJ, M12 4JD, M12 4NE, M12 4JH, M13 0WU, M13 0NJ, M13 0NX, M13 0NL, M13 0NF, M13 0NE, M12 4FX, M13 0NP, M13 0WT, M13 0WH, M13 0WX, M13 0NS, M13 0WS | CAT D | Type 2
100119 | Levenshulme (100119) | LEVENSHULME | 1001193CW05 | F50 BARLOW RD | M19 3HF, M19 3HE, M19 3HH, M19 3HD, M19 3HR, M19 3HJ, M19 3HL, M19 3HP, M19 3QE, M19 3LA, M19 3LD, M19 3LX, M19 3LZ, M19 3NA, M19 3ND, M19 3NF, M19 3WB, M19 3HQ, M19 3HG, M19 3HT, M19 3HN, M19 3HW, M19 3ET, M19 3NL, M19 3LY, M19 3GJ, M19 3LJ, M19 3LS, M19 3LT, M19 3LU, M19 3WA, M19 3NB, M19 3JB, M19 3HU, M19 3HZ, M19 3HY, M19 3HX, M19 3JA, M19 3LL, M19 3RP, M19 3JX, M19 3JY, M19 3LW, M18 3RP, M19 3BQ, M19 3HA | CAT D | Type 2
100119 | Levenshulme (100119) | LEVENSHULME | 1001193CW06 | F803 BROOM LN | M19 2UA, M19 2TY, M19 2TU, M19 2TS, M19 2UH, M19 3WR, M19 3NX, M19 2TG, M19 2UB, M19 2UJ, M19 2UD, M19 2UL, M19 2UP, M19 2UF, M19 2UN, M19 2UE, M19 2TZ, M19 2UG, M19 2TT, M19 2TR, M19 2TX, M19 3WU, M19 3NU, M19 3WT, M19 3WS, M19 3NT, M19 3NS, M19 3LJ, M19 3LQ, M19 3LG, M19 3LH, M19 3QX | CAT D | Type 2
100119 | Levenshulme (100119) | LEVENSHULME | 1001193CW07 | F1676 MIDWAY HOTEL | M13 0GL, M12 4GH, M13 0TQ, M13 0TN, M13 0TB, M13 0TF, M13 0TA, M13 0PJ, M13 0PN, M13 0PG, M13 0PX, M13 0PZ, M13 0PY, M13 0PW, M13 0QF, M13 0GE, M13 0GD, M13 0GF, M13 0GB, M13 0GH, M13 0QN, M13 0QW, M13 0GP, M13 0QQ, M13 0QG, M13 0PQ, M13 0PL, M13 0PF, M13 0SH, M13 0RZ, M13 0QE, M13 0GN, M13 0GW, M13 0GQ, M13 0QL, M13 0QJ, M12 5QY, M12 5QZ, M12 4WY, M12 4NT, M12 4WT, M12 4QA, M12 4GE, M12 4QF, M12 4QH, M12 4NS, M12 4WS, M12 4NX, M13 0QX, M12 4QN, M19 3AR, M19 3AW, M19 3AN, M19 3AP, M19 3EA, M19 3AQ, M19 3AG, M19 3EB, M12 4QP, M12 4QW, M12 5SR, M12 5SG, M12 5SJ, M12 5SL, M12 5SP, M12 4GN, M12 4GW, M12 4GP, M12 4QQ, M12 4QG, M12 5SW, M12 5SN, M12 5SH, M12 5SQ, M12 5SE, M12 4GA, M12 4GB, M12 4GD, M12 4QL, M12 4QJ, M12 4QD, M12 4DF | CAT D | Type 2
100119 | Levenshulme (100119) | LEVENSHULME | 1001193CW08 | F1528 ERRWOOD RD | M19 2QD, M19 2PG, M19 2PQ, M19 2PW, M19 2PP, M19 2GL, M19 2QH, M19 2PH, M19 2NX, M19 2GG, M19 2QW, M19 2GN, M19 2GW, M19 2QP, M19 2JU, M19 2GQ, M19 2QA, M19 2QG, M19 2GP, M19 2QQ, M19 2GY, M19 1FS, M19 1EF, M19 2WQ, M19 2NG, M19 2WL, M19 2WN, M19 2WH, M19 1EE, M19 2WG, M19 2NR, M19 2WS, M19 2NY, M19 2NS, M19 2WR, M19 2LR, M19 2LG, M19 2WW, M19 2NP, M19 2WP, M19 1HR, M19 1GY, M19 1XS, M19 2NQ, M19 2NU, M19 2NH, M19 1HQ, M19 1GZ, M19 1GX, M19 1FT, M19 1EU, M19 1ET, M19 1EX, M19 3PW, M19 3NN, M19 2HR, M19 2HS, M19 2PR, M19 2PS, M19 2PX, M19 2PF, M19 2PJ, M19 2PL, M19 2PN, M19 3WN, M19 2FG, M19 2PA, M19 2PB, M19 2PE, M19 2PD, M19 2ER, M19 2FR, M19 2HP, M19 2FJ, M19 2FS, M19 2ET, M19 2GA, M19 2ES, M19 2FQ, M19 2EG, M19 3NW, M19 3NJ, M19 2FZ, M19 3PY, M19 3PP, M19 3PG, M19 3PZ, M19 2EQ, M9 6RA, M19 2AA, M19 1LL, M19 1LJ, M19 1BS, M19 1BG, M19 1ES, M19 1EG, M19 1ED, M19 1BN, M19 1BR, M19 1DF, M19 1BU, M19 1BT, M19 1SQ, M19 1LF, M19 1LE, M19 1BW, M19 1SP, M19 1PH, M19 1NQ, M19 1QS, M19 1QR, M19 1QY, M19 1LS, M19 1QU, M19 1LG, M19 1QT, M19 1LQ, M19 1LP, M19 1LW, M19 1QX, M19 1LR, M19 1WX, M19 1NZ, M19 1NY, M19 1SN, M19 1NG, M19 1WQ, M19 1WU, M19 1SL, M19 1NX, M19 1WT, M19 1PX, M19 1PZ, M19 1SW, M19 1QA, M19 1PY, M19 1JR, M19 1GA, M19 1RX, M19 1WG, M19 1WR, M19 1NR, M19 1SS, M19 1PN, M19 1PW, M19 1ST, M20 6ER, M19 1PQ, M19 1PG, M19 1PS, M19 1SU, M20 6EF, M19 1PU, M19 1PT, M20 4TH, M20 4RR, M20 4TE, M20 4TF, M20 4TJ, M20 4TL, M20 4TG, M20 6FE, M20 6FF, M20 6EE, M20 6ES, M20 6EH, M20 6FG, M20 6EJ, M20 6FH, M19 1NA, M19 2NL, M19 2HY, M19 2HX, M19 2HT, M19 2HZ, M19 2NW, M19 2NN, M19 2NJ, M19 2LB, M19 2JE, M19 2JS, M19 2JG, M19 2LD, M19 2JL, M19 2JD, M19 2JR, M19 2JQ, M19 2JH, M19 2JF, M19 2HU, M19 2PT, M19 2GJ, M19 2PU, M19 2JB, M19 2JY, M19 2HE | CAT D | Type 2
100119 | Levenshulme (100119) | LEVENSHULME | 1001193CW12 | F599 MANDERVILLE ST | M19 3NP, M19 2HD, M19 2SU, M19 2QR, M19 2TJ, M19 2SX, M19 3WX, M19 3WN, M19 3YS, M19 3WW, M19 3NY, M19 3NQ, M19 3NX, M19 2SY, M19 2SZ, M19 2ST, M19 2SW, M19 2TA, M19 2TB, M19 2TF, M19 2TD, M19 2TE, M19 2TW, M19 3NT, M19 2SS, M19 2RB, M19 2RW, M19 2RA, M19 2GY, M19 2QT | CAT D | Type 2
100119 | Levenshulme (100119) | LEVENSHULME | 1001193CW13 | F265 CLIFTONA WORKS | M19 3ET, M19 3FS, M19 3ER, M19 3FX, M19 3FR, M19 3FG, M19 3ES, M18 7SP, M19 3AG, M19 3AT, M19 3BB, M19 3ED, M19 3BE, M19 3BA, M19 3AZ, M19 3AY, M19 3AX, M19 3AU, M19 3DQ, M19 3DG, M19 3DR, M19 3DP, M19 3FD, M19 3DW, M19 3DN, M19 3DE, M19 3DF, M19 3FB, M19 3DL, M19 3DH, M19 3DB, M19 3FA, M19 3DD, M19 3FF, M19 3EF, M19 3FY, M19 3FE, M19 3BZ, M19 3DA, M19 3DJ, M19 3BX, M19 3EU, M19 3RQ, M19 3EE, M19 3FH, M19 3EH, M19 3EL, M19 3FL, M19 3EN, M19 3EW, M19 3EQ, M19 3FP, M19 3FZ, M30 7JF, M19 3GG, M19 3FW, M19 3FN, M19 3EG, M19 3FQ, M19 3DS, M19 3RA, M12 4QW, M12 4GN, M12 5SR, M12 5SG, M12 4GQ, M12 4GG, M12 5ST, M12 5SX, M12 5SU, M12 5SE, M19 3HQ, M19 3JP, M19 3BJ, M19 3UU | CAT D | Type 2
100119 | Levenshulme (100119) | LEVENSHULME | 1001193CW14 | F1474 THE CRESCENT | M13 0TF, M13 0TL, M13 0TD, M13 0TE, M19 3AP, M19 3AQ, M19 2FH, M19 2EN, M19 2HF, M19 2EE, M19 2HG, M19 2FE, M19 2AH, M19 2EF, M19 2AZ, M19 2AU, M19 2AS, M19 2AT, M19 2AQ, M19 2AL, M19 2AR, M19 2AG, M19 2AP, M19 2AW, M19 2AN, M19 2AJ, M19 2BA, M19 3AH, M19 2FF, M19 2EB, M19 3AW, M19 3AJ, M19 3BW, M19 3DZ, M19 3DU, M19 3AL, M19 3AN, M19 2EP, M19 2ED, M19 2GE, M19 2FB, M19 2GX, M19 2GF, M19 3AR, M19 3AS, M19 3DL | CAT D | Type 2
100119 | Levenshulme (100119) | LEVENSHULME | 1001193CW15 | F147 AVON RD BURNAGE/LEVENSHULME SCH E | M14 6TD, M14 6RX, M14 6TE, M14 6TW, M14 6TF, M14 6TS, M14 6TU, M19 2LN, M19 2ND, M19 2LW, M19 2LP, M19 2WB, M19 2LR, M19 2NF, M19 2LS, M19 2LT, M19 2NA, M19 2LZ, M19 2LU, M19 2JN, M19 2JW, M19 2LQ, M19 2NE, M19 2LG, M19 2JP, M19 2JZ, M19 2JL, M19 2JJ, M19 2BT, M19 2BS, M19 2LL, M19 1AB, M19 1FH, M19 1GF, M19 1EH, M19 1FF, M19 1HL, M19 1EF, M19 1EE, M19 1FE, M19 1HP, M19 2QL, M19 2QN, M19 2GH, M19 2QJ, M19 1FX, M19 1HG, M19 1GS, M19 1HW, M19 1HA, M19 1FW, M19 1FP, M19 1EP, M19 1FY, M19 1FZ, M19 1HT, M19 1HS, M19 1HR, M19 2QH, M19 1HQ, M19 1EZ, M19 1EY, M19 1EX, M19 1FU, M19 1JZ, M19 1JY, M19 1LZ, M19 1PA, M19 1HH, M19 1HB, M19 1HF, M19 1PB, M19 1FN, M19 1GR, M19 1HN, M19 1EL, M19 1FJ, M19 1EJ, M19 1AA, M19 1HU, SK4 3NX, M19 1HX, M19 1JB, M19 1JN, M19 1JG, M19 1GU, M19 1JH, M19 1JW, M19 1QF, M19 1PE, M19 1QD, M19 1JP, M19 1JJ, M19 1PR, M19 1PF, M19 1PP, M19 1JL, M19 1QE, M19 1QB, M19 1JF, M19 1JE, M19 1JA, M19 1JD, M19 1DP, M19 1GB, M19 1DQ, M19 1DW, M19 1DL | CAT D | Type 2
100119 | Levenshulme (100119) | LEVENSHULME | 1001193CW16 | LEVENSHULME NWK T2 | M19 3BZ, M19 3DJ, M19 3BY, M19 3BU, M19 3EZ, M19 3EY, M19 3BS, M19 3BT, M19 3EX, M19 3EP, M19 3QD, M19 3GD, M19 3QE, M19 3QN, M19 3QP, M19 3GB, M19 3PL, M19 3PN, M19 3QG, M19 3GH, M19 3WG, M19 3WQ, M19 3NG, M19 3NZ, M19 3GJ | CAT D | Type 2
100122 | Moss side (Longsight) | MOSS SIDE | 1001223CW08 | F882 PERSIAN CL | M15 6WJ, M15 6WH, M15 6WS, M15 6WN, M15 6ND, M15 6NH, M15 6NL, M15 6NJ, M15 6NB, M15 6NA, M15 6WL, M15 6FN, M15 6QL, M15 6NN, M15 6NT, M15 6NR, M15 6NS, M15 6WR, M15 6DX, M15 6FY, M15 6EB, M15 6FD, M15 6XJ, M15 6RP, M15 6RS, M15 6EJ, M15 6DZ, M15 6FJ, M15 6FX, M15 6EL, M15 6EG, M15 6EW, M15 6EN, M15 6EQ, M15 6FL, M15 6GB, M15 6GA, M15 6EZ, M15 6JF, M15 6PJ, M15 6LE, M15 6AP, M15 6AX, M15 6JX, M15 6HP, M15 6NQ, M15 6LR, M15 6WP, M15 6JJ, M15 6AQ, M15 6HD, M15 6NW, M15 6OX, M15 5AF, M15 6NU, M15 6BB, M15 6EP, M15 6DR, M15 6XL, M15 6TB, M15 6SS, M15 6PL, M15 6PN, M15 6LF, M15 6DP, M15 6DT, M15 6DH, M15 6AA, M15 6DD, M15 6JD, M15 6AR | CAT D | Type 4 |  | Type 4 | Argus 8 no tripping | 8
100122 | Moss side (Longsight) | MOSS SIDE | 1001223CW09 | F2969 ROLLS CRES | M15 4FH, M15 4EJ, M15 4FB, M15 4FJ, M15 4EF, M15 4FD, M15 4BF, M15 4BH, M15 4BZ, M15 4EH, M15 4ED, M15 4FE, M15 4FF, M15 4JN, M15 4JL, M15 4EP, M15 1JB, M15 4DY, M15 4AB, M15 4AZ, M15 5NZ, M15 5YW, M15 4AR, M15 4AY, M15 4AD, M15 5EX, M15 5EY, M15 5EW, M15 5EQ, M15 5ET, M15 5TF, M15 5FP, M15 5TB, M15 5FT, M15 5HR, M15 5DY, M15 5EP, M15 5DZ, M15 5NX, M15 5TE, M15 4AU, M15 5JY, M15 5JW, M15 5JX, M15 5GD, M15 5TG, M15 5GE, M15 5JZ, M15 4BW, M15 4BP, M15 4AW, M15 4LL, M15 5RB, M15 5RP, M15 4JG, M15 5LP, M15 5JG, M15 5JP, M15 4AL, M15 5FD, M15 4BQ, M15 4DL, M15 4DX, M15 4DU, M15 4BR, M15 4BE, M15 4BD, M15 4DN, M15 4DP, M15 4DS, M15 4DQ, M15 4DR, M15 4AE, M15 4DG, M15 4DT, M15 4TL, M15 4DF, M15 4DB, M15 4DJ, M15 4DD, M15 4DH, M15 4DW, M15 4DZ, M15 5LL, M15 5LN, M15 5QH, M15 5LQ, M15 5QR | CAT D | Type 4 |  | Type 4 | Argus 8 no tripping | 8
100122 | Moss side (Longsight) | MOSS SIDE | 1001223CW10 | F91 ROOK ST | M15 5NR, M15 5NN, M15 5AY, M15 5PS, M15 5PU, M15 5PX, M15 5AX, M15 5AF, M15 5PN, M15 5AZ, M15 5PR, M15 5RD, M15 5WB, M15 5PZ, M15 5ZA, M15 5AT, M15 5JP, M15 5JS, M15 5JR, M15 5RN, M15 5QJ, M15 5RL, M15 5RE, M4, M15 5JN | CAT D | Type 4 |  | Type 4 | Argus 8 no tripping | 8
100122 | Moss side (Longsight) | MOSS SIDE | 1001223CW11 | F1355 DUCIE HIGH SCH | M15 6AZ | CAT D | Type 4 |  | Type 4 | Argus 8 no tripping | 8
100122 | Moss side (Longsight) | MOSS SIDE | 1001223CW14 | F1053 MOSS LN E | M14 7QA, M14 7GA, M14 7QB, M14 7QD, M14 7QE, M14 7QF, M14 7GD, M14 7GB, M14 7NU, M14 7NT, M14 7NS, M14 7NR, M14 7WS, M14 7WT, M14 7LD, M14 7BA, M14 4AU, M14 4BH, M14 4BJ, M14 4AX, M14 4BE, M14 4BD, M14 4HL, M14 4FZ, M14 4HJ, M14 4HH, M14 4BP, M14 4BN, M14 4BW, M14 4BA, M14 4BX, M14 4BY, M14 4DT, M14 4DU, M14 7WD, M14 7ND, M14 4EZ, M14 4HG, M14 4BL, M14 4FY, M14 4HF, M14 4HE, M14 4EH, M14 4ET, M14 4EJ, M14 4HS, M14 7NB, M14 7PA, M14 5XF, M14 5WL, M14 5NJ, M14 5WJ, M14 7PU, M14 7PJ, M14 7PH, M14 7PT, M14 7PN, M14 7PB, M14 7PD, M14 7PE, M14 7PF, M14 7PL, M14 7PQ, M14 7PG, M14 7PR, M14 7PS, M14 7NZ, M14 7PP, M14 7PW, M14 7WL, M14 7NL, M14 7WB, M14 7WJ, M14 7WW, M14 7NN, M14 4EP, M14 4NW, M14 7BS, M14 7DE, M14 5WH, M14 4LZ, M14 4GL, M14 4GQ, M14 4LT, M14 4GP, M14 4QB, M14 4LU, M14 4LS, M14 4LJ, M14 4SS, M14 4WB, M14 4ST, M14 4TE, M14 4WD, M14 4SL, M14 4PX, M14 4LB, M14 7WH, M14 7NH, M14 7WF, M14 7NE, M14 7NF, M14 7NJ, M14 7WE, M14 4ES, M14 4FX, M14 4EY, M14 4FS, M14 4EG, M14 4NL, M14 4JE, M14 4JG, M14 4JL, M14 4JR, M14 4JQ, M14 4JT, M14 4JF, M14 7JH, M14 4TS, M14 7JA, M14 7HZ, M14 7JB, M14 7JE, M14 4TT, M14 7JD, M14 7NA, M14 4WH, M14 4UY | CAT D | Type 4 |  | Type 4 | Argus 8 no tripping | 8
100122 | Moss side (Longsight) | MOSS SIDE | 1001223CW15 | F3632 BIRLEY FIELDS NO2/TOMLINSON ST | M15, M15 5FW, M15 5RG, M15 4UW | CAT D | Type 4 |  | Type 4 | Argus 8 no tripping | 8
100122 | Moss side (Longsight) | MOSS SIDE | 1001223CW16 | F1672 OXFORD ST | M16 7PB, M16 7WT, M16 7WU, M16 9AS, M16 9JJ, M16 9JE, M16 9LT, M16 9LR, M16 9LP, M16 9JT, M16 9LL, M16 9LG, M16 9JN, M16 9JW, M16 9JP, M16 9LJ, M16 9LH, M16 9JY, M16 9JZ, M16 9LN, M16 9JU, M16 9JX, M16 9JS, M16 9PN, M16 9PS, M16 9WH, M16 9NB, M16 9LQ, M16 7WW, M16 7WP, M16 9LW, M16 9AA, M16 9BB, M16 7WY, M16 9WA, M16 9NH, M16 9LX, M16 9LU, M16 9NE, M16 9NF, M16 9LY, M16 7RN, M3 4PP, M16 9JG, M16 7RS, M16 7QQ, M16 7RQ, M15 5PP, M15 5PQ, M16 7WS, M16 9LZ, M16 9WB, M16 9ND, M16 9WF, M16 7GG, M16 7QR, M16 7QG, M16 7GR, M16 7GQ, M16 9NA, M16 7QA, M16 7SD, M16 7SB, M16 9WE, M16 9WD, M16 7RG, M16 7RZ, M16 7SA, M16 7RF, M16 7RT, M16 0WT, M16 8ET, M15 4AS, M16 7NX, M15 4BA, M15 4AZ, M16 7NR, M16 7WR, M16 7WQ, M15 4AT, M15 4AQ, M15 4AG, M15 5QH, M15 5QD, M15 5PW, M15 4FF, M15 5QA | CAT D | Type 4 |  | Type 4 | Argus 8 no tripping | 8
100122 | Moss side (Longsight) | MOSS SIDE | 1001223CW19 | F1090 BOWES ST | M14 7LA, M14 7LB, M14 7LJ, M14 7HL, M14 7HN, M14 7HQ, M14 7LL, M14 7LH, M14 7LN, M14 7LQ, M14 7LG, M14 7LW, M14 7JG, M14 7JS, M14 7JR, M14 7LR, M14 7FR, M14 7HJ, M14 7FA, M14 7DA, M14 7BZ, M14 7FB, M14 7DY, M14 4RN, M14 7JN, M14 7JX, M14 7JW, M14 7JJ, M14 7JH, M14 7HU, M14 7HX, M14 7JT, M14 7JL, M14 7HT, M14 7HY, M14 7JD, M14 7HZ, M14 4TT, M14 4TU, M14 4RT, M14 4UN, M14 4UW, M14 4RR, M14 4UU, M14 4UX, M14 4RY, M14 4RX, M14 4RU, M14 4RS, M14 4TY, M14 4TX, M14 4UP, M14 4UQ, M14 4UG, M14 4UH, M14 4UF, M14 4UD, M14 4UE, M14 4TZ, M14 4UA, M14 7LT, M14 7LZ, M14 4RH, M14 4UY, M14 4UL, M14 4UZ, M16 8PW, M16 8PL, M16 8PX, M16 8GR, M16 8GU, M16 8GS, M16 8GT, M16 8PQ, M16 8PT, M16 8GJ, M16 8PS, M16 8GH, M16 8PG, M16 8PP, M16 8HA, M16 8PR, M14 7LU, M14 7HR, M14 7QU | CAT D | Type 4 |  | Type 4 | Argus 8 no tripping | 8
100122 | Moss side (Longsight) | MOSS SIDE | 1001223CW21 | F1156 MOSS SIDE DIST CTR S | M15 5DD, M15 5NX, M15 5WD, M16 7BZ, M16 7DH, M15 5JB, M16 7DG, M16 7PD, M16 7DS, M16 7DW, M16 7DD, M16 7DT, M16 7DY, M16 7DF, M14 4LZ, M16 7BY, M15 5PR, M15 5PN, M15 5WB, M15 5PL, M15 5AX, M15 5PX, M15 5RA, M15 5PB, M16 7PE | CAT D | Type 4 |  | Type 4 | Argus 8 no tripping | 8
100125 | Openshaw | OPENSHAW (NEW) | 1001253CF31 | F3854 OPENSHAW NWK | M11 2PS, M11 1BR, M11 1AA, M11 2NN, M11 2NR, M11 2NQ, M11 2NZ, M11 2NG, M11 2WQ, M11 2WL, M11 2WR, M11 2LF, M11 1WH, M11 1NG, M11 1WP, M11 1WL, M11 1WN, M11 1NP, M11 1WW, M11 1NX, M11 1NW, M11 1NR, M11 1NN, M11 1LU, M11 1NY, M11 1NB, M11 1NH, M11 1NL, M11 2LZ, M11 1LT, M11 1WQ, M11 1WS, M11 1LJ, M11 1LH, M11 1NT, M11 1WT, M14 1NU, M11 1NU, M11 1WU, M11 2NT, M11 2LS, M11 2LR, M11 2LW, M11 2EN | CAT D | Type 2
100125 | Openshaw | OPENSHAW (NEW) | 1001253CF32 | F1516 WIMPORY ST | M11 1WN, M18 8GD, M18 8QQ, M18 8GY, M18 8QJ, M18 8QE, M18 8QG, M18 8GQ, M18 8GP, M18 8QP, M18 8GW, M18 8GN, M18 8GH, M18 8QH, M18 8GF, M18 8GE, M18 8QU, M18 8QL, M18 8QN, M18 8GB, M18 8QW, OL7 0QJ, M18 8NT, M18 8FB, M18 8WW, M18 8JT, M18 8NN, M18 8FL, M18 8NG, M18 8NX, M18 8JS, M18 7SE, M18 7NP, M18 7NW, M18 7WW, M18 7WN, M18 7NQ, M18 7NT, M18 7PW, M18 7PQ, M18 7PP, M18 7PX, M18 7WS, M18 7WF, M18 7WQ, M18 7WG, M18 7NR, M18 7WP, M18 7NX, M18 7WE, M18 7NS, M18 7WR, M18 7SD, M18 7PY, M18 7PF, M18 7PL, M18 7PN, M18 7PH, M18 7PJ, M18 7PB, M18 7PU, M18 7PA, M18 7NF, M18 7NL, M18 7NH, M18 7NN, SK5 6PD, M18 7DY, M18 7ED, M18 7QA, M18 7PZ, M18 7DR, M18 7NJ, M18 7NE, M18 7EU, M18 7ET, M18 7EQ, M18 7WJ, M18 7EP, M18 7FX, M18 7EY, M18 7FY, M18 7FZ, M18 7ND, M18 7LB, M18 7EE, M18 8BE, M18 8TZ, M18 7EA, M18 7FB, M18 7EF, M18 7AG, M18 7EN, M18 7ES, M18 7EW, M18 7FL, M18 7FP, M18 7EL, M18 7EG, M18 7EJ, M18 7FU, M18 7FQ, M18 7FR, M18 7FT, M18 7ER, M18 7DZ, M18 7AA, M18 7NG, M18 7GA, M18 7GB, M18 7GD | CAT D | Type 2
100125 | Openshaw | OPENSHAW (NEW) | 1001253CF33 | F31 HAMMERSTONE RD | M18 8EF, M18 8EQ, M18 8FE, M18 8FB, M18 8EX, M18 8EZ, M18 8ED, M18 8EL, M18 8EA, M18 8EN, M18 8EB, M18 8EE, M18 8EH, M18 8FH, M18 8FJ, M18 8EJ, M18 8HJ, M18 8AS, M18 8AP, M18 8AQ, M18 8AN, M18 8AT, M18 8AY, M18 8NB, M18 8AZ, M18 8EG, M18 8HF, M18 8EF, M18 8DA, M18 8LW | CAT D | Type 2
100125 | Openshaw | OPENSHAW (NEW) | 1001253CF34 | F1745 VINE ST | M11 1HL, M18 8SR, M18 8ST, M18 8SS, M18 8SQ, M18 8SP, M18 8SX, M18 8SZ, M18 8SY, M18 8TG, M18 8TH, M18 8TJ, M18 8TT, M18 8TS, M11 1LH, M11 1WU, M11 1WX, M11 1LL, M11 1LN, M11 1LB, M11 1LG, M11 1LP, M11 1LQ, M11 1LR, M11 1JW, M11 1JU, M11 1JZ, M11 1LA, M11 1JY, M11 1JR, M11 1HZ, M11 1JX, M11 1LY, M11 1HY, M11 1HN, M11 1HW, M11 1HU, M11 1GU, M11 1HQ, M11 1HX, M11 1GX, M11 1GS, M11 1GW, M11 1HT, M11 1GT, M11 1HS, M34 5QD, M11 1HG, M34 5QA, M34 5PZ, M43 6TX, M43 6FE, M43 6FD, M43 6FL, M43 6FJ, M43 6TW, M43 6EE, M43 6EH, M43 6EF, M34 5ZJ, M34 5GB, M43 6TT, M43 6ED, M43 6TU, M34 5QB, M34 5SE, M34 5GA, M43 6AB, M11 1JG, M11 1LE, M11 1HJ, M11 1ND, M11 1JJ, M11 1NA, M11 1NB, M11 1WG, M11 1LT, M11 1WR, M11 1LJ, M11 1LD, M11 1HF, M11 1JT, M11 1JS, M11 1EW, M11 1EQ, M11 1DD, M11 1GN, M11 1JD, M11 1JE, M11 1GP, M11 1JH, M11 1DA, M11 1GR, M11 1HR, M11 1HH, M11 1EP, M43 6AS, M11 1EY, M11 1EZ, M11 1FP | CAT D | Type 2
100125 | Openshaw | OPENSHAW (NEW) | 1001253CF35 | F1448 VICTORIA ST | M11 2FY, M11 2SL, M11 2JX, M11 2NG, M11 2GG, M11 2GH, M11 2GJ, M11 2JJ, M11 2GU, M11 2JU, M11 2JT, M11 2JR, M11 2YA, M11 2JG, M11 2JQ, M11 2JW, M11 2ZN, M11 2ZJ, M11 2DR, M11 2GL, M11 2JN, M11 2JL, M11 2JF, M11 2JD, M11 2NH, M11 2LP, M11 2LQ, M11 2LY, M11 2LU, M11 2LT, M11 2LN, M11 2NX, M11 2NN, M11 2ES | CAT D | Type 2
100125 | Openshaw | OPENSHAW (NEW) | 1001253CF36 | F51 WRIGHT & GREEN | M18 8AA, M18 8AH, M18 8AL, M18 8BA, M18 8AJ, M18 8AF, M18 8AG, M18 8AE, M18 8AB, M18 8AD, M18 8DA, M18 8DB | CAT D | Type 2
100125 | Openshaw | OPENSHAW (NEW) | 1001253CF37 | F805 PARKHOUSE ST/SHELDON BAKERY | M11 2GW | CAT D | Type 2
100125 | Openshaw | OPENSHAW (NEW) | 1001253CF41 | F1457 OGDEN LN | M18 8NJ, M18 8NP, M18 8WJ, M18 8NQ, M18 8NL, M18 8WW, M18 8WN, M18 8NW, M18 8WL, M18 8NG, M18 8WP, M18 8LY, M18 8UA, M18 8BE, M18 8UB, M18 8UU, M18 8UD, M18 8WX, M18 8TY, M18 8LT, M18 8LQ, M18 8LW, M18 8LZ, M18 8WD, M18 8NU, M18 8WQ, M18 8WB, M18 8WG, M18 8NR, M18 8WR, M18 8NS, M18 8WS, M18 8PW, M18 8PG, M18 8PP, M18 8QA, M18 8QB, M11 2NS, M11 2PS, M11 2LH, M11 2LB, M11 2LL, M11 2LD, M11 2LG, M11 2LE, M11 2LW, M11 2EN, M11 2LF | CAT D | Type 2
100125 | Openshaw | OPENSHAW (NEW) | 1001253CF43 | F1430 WHOLESALE MKT NO1 | M11 2EX, M11 2EU, M11 2FU, M11 2NH, M11 2NL, M11 2SZ, M11 2NA, M11 2FZ, M11 2HW, M11 2SL, M11 2NB, M11 2WW, M11 2WP, M11 2NW, M11 2NE | CAT D | Type 2
100125 | Openshaw | OPENSHAW (NEW) | 1001253CF44 | F1047 TURTON ST | M43 6BY, M43 6TH, M43 6SJ, M43 6BA, M43 6AX, M43 6AT, M11 1GN, M11 1JE, M11 1JP, M43 6AH, M11 1DA | CAT D | Type 2
100125 | Openshaw | OPENSHAW (NEW) | 1001253CF45 | F214 ASHTON OLD RD | M11 1BR, M11 1AH, M11 1AL, M11 1AW, M11 1AE, M11 1GJ, M11 1GF, M11 1JQ, M11 1PF, M11 1UA, M11 1AF, M11 1DE, M11 1BE, M11 1FH, M11 1ED, M11 1EE, M11 1FN, M11 1FW, M11 1DF, M11 1DU, M11 1DS, M11 1DT, M11 1DH, M11 1BF, M11 1FY, M11 1DY, M11 1DX, M11 1BD, M11 1BB, M11 1AN, M11 1BJ, M11 1FE, M11 1AD, M11 1AG, M11 1AQ, M11 1AR, M11 1AT, M11 1AS, M11 1AU, M11 1EF, M11 1BU, M11 2NN, M11 1DJ, M11 1BX, M11 1GG, M11 1GH, M11 1DW, M11 1FZ, M43 6BE, M11 4GU, M11 1AA, M11 1DA | CAT D | Type 2
100125 | Openshaw | OPENSHAW (NEW) | 1001253CF47 | F1882 SALCOMBE RD | M43 6BN, M43 6BL, M43 6HQ, M43 6HA, M43 6HJ, M43 6HL, M43 6HP, M43 6HS, M43 6HR, M43 6QJ, M43 6QH, M43 6HG, M43 6HN, M43 6HW, M43 6BF, M43 6BJ, M43 6BH, M43 6LW, M43 6LU, M43 6JL, M43 6JN, M43 6JW, M43 6LH, M43 6NN, M43 6WL, M43 6NL, M43 6WJ, M43 6JJ, M43 6WB, M43 6WA, M43 6NE, M43 6ND, M43 6WD, M43 6NB, M11 4PP, M11 4RS, M11 4PF, M11 4PJ, M11 4PH, M43 6JH, M43 6NA, M43 6JD, M43 6QX, M43 6WT, M43 6JA, M43 6GE, M43 6QF, M43 6JE, M43 6HD, M43 6BP, M43 6BQ, M43 6BW, M43 6BG, M43 6BS, M43 6BE, M43 6WY, M43 6EN, M11 1DR, M11 1BT, M11 1BW, M11 1GE, M11 1BY, M11 1DP, M11 1BA, M11 1FZ, M11 1GD, M11 1DN, M11 1DQ, M11 1BQ, M11 1BS, M11 1AZ, M11 1AJ, M11 1AX, M11 1AY, M11 1AP, M11 1AW, M11 1AH, M43 6BA, M11 1DW, M43 6JY, M43 6LT, M43 6LA, M43 6JZ, M43 6LF, M43 6LD, M43 6LB, M43 6NW, M43 6WW, M43 6WN, M43 6WR, M43 6BU, M43 6AU | CAT D | Type 2
100128 | Stuart St | STUART ST | 1001283CW04 | F118 COATBRIDGE ST/CANTRELL ST | M11 4WE, M11 4WH, M11 4NJ, M11 4WJ, M11 4RJ, M11 4WT, M11 4NH, M11 4WW, M11 4WX, M11 4NZ, M11 4WU, M11 4NQ, M11 4PX, M11 4SA, M11 4PZ, M11 4RB, M11 4SB, M11 4WN, M11 4GZ, M11 4ST, M11 4NW, M11 4NN, M11 4WL, M11 4NL, M11 4RL, M11 4RH, M11 4RD, M11 4RE, M11 4RU, M11 4RX, M11 4QJ, M11 4GR, M11 4WP, M11 4NY, M11 4FB, M11 4ED, M11 4NE, M11 4NF, M11 4NR, M11 4WG, M11 4NT, M11 4NX, M11 4LA, M11 4NU, M11 4JX, M11 4ND, M11 4JZ, M11 4JY, M11 4JU, M11 4LS, M11 4LG, M11 4LU, M11 4LR, M11 4LP, M11 4LN, M11 4LL, M11 4LJ, M11 4LQ, M11 4WQ, M11 4LB, M11 4QE, M11 4LH, M11 4LF, M43 6JP, M11 4LE, M11 4LD, M11 4NG, M11 4WF, M11 4PU, M11 4RZ, M11 4RW, M11 4RT, M11 4PT, M11 4PS, M43 6BX, M11 4QF, M11 4LW, M43 6JF, M43 6JQ, M43 6LN, M43 6BZ, M43 6JS, M43 6LG, M43 6JB, M43 6JG, M43 6JR, M43 6LR, M43 6LP, M43 6JT, M43 6LS, M43 6JX, M43 6JZ, M43 6JU, M43 6LE, M43 6LJ, M43 6NL, M43 6LX | CAT D | Type 2
100128 | Stuart St | STUART ST | 1001283CW05 | F55 STUART ST NWK | M11 4BD, M11 4DQ, M11 4DH, M11 4DN, M11 4DW, M11 4DP, M11 4TE, M11 4DG | CAT D | Type 2
100128 | Stuart St | STUART ST | 1001283CW07 | F9 HELSTON ST | M40 8HF, M40 8JB, M40 8HT | CAT D | Type 2
100128 | Stuart St | STUART ST | 1001283CW10 | F26 LORD NORTH ST | M40 8EH, M40 8HF, M40 8EF, M14 4AH, M40 7AH, M40 7AE, M40 7AD, M40 7BD, M40 7BF, M40 7AB, M40 7BH, M40 7BB, M40 7BS, M40 7BL, M40 7BG, M40 7EF, M40 7ZQ, M40 7XJ, M40 7BP, M40 7BT, M40 7BW, M40 8AD, M40 7EW, M40 7LQ, M40 7EN, M40 7LD, M40 7LE, M40 7BA, M40 7BY | CAT D | Type 2
100128 | Stuart St | STUART ST | 1001283CW14 | F39 SPORTS CITY NO1 | M12 6WF, M12 6WL, M12 6WG, M12 6WE, M12 6WN, M12 6WP, M12 6WH, M12 6WD, M12 6WJ, M12 6NR, M1 2BH, M1 2BQ, M1 2BJ, M11 3RR, M12 6PJ, M12 6PL, M12 6PR, M11 3TA, M11 3TP, M11 3HL, M11 3QP, M11 3RQ, M11 3SU, M11 3AG, M11 3JX, M11 3JS, M11 3JY, M11 3QG, M11 3JF, M11 3JE, M11 3JG, M11 3QF, M11 3QJ, M11 3QL, M11 3QD, M11 3QB, M11 3QA, M11 3QE, M11 3TB, M11 3TQ, M11 3EZ, M11 3FX, M11 3ER, M45 1UG, M11 3QW, M11 3RF, M11 3RH, M11 3RN, M11 3RW, M11 3RG, M11 3DW, M11 3NA, M11 3AD, M11 3WH, M11 3WA, M11 3JT, M11 3WB, M11 3WD, M11 3ND, M11 3RE, M11 3AS, M11 3AU, M11 3NU, M11 3NP | CAT D | Type 2
100128 | Stuart St | STUART ST | 1001283CW15 | F117 STILLWATER DR | M40 2SY, M40 2SZ, M40 2SX, M40 2SU, M40 2SS, M40 2SR, M40 2SG, M40 2SH, M40 2SJ, M40 2UT, M40 2UG, M40 2US, M40 2ST, M11 4TD, M11 4TE, M11 4DG, M11 4TP, M11 4DN, M11 4DU, M11 4SW, M11 4SZ, M11 4DY, M11 4AF, M11 4TF, M11 4TG, M11 4DQ | CAT D | Type 2
100128 | Stuart St | STUART ST | 1001283CW16 | F95 ANCHOR CHEMICAL/CLAYTON LN | M11 4SS, M11 4RQ | CAT D | Type 2
100128 | Stuart St | STUART ST | 1001283CW18 | F96 BRADFORD PRY/ ANDERSONS | M11 4DF, M11 4TN, M11 4BZ, M11 4BU, M11 4BT, M11 4EA, M11 4FE, M11 4EF, M11 4FF, M11 4EZ, M11 4ES, M11 4EU, M11 4EB, M11 4ET, M11 4EJ, M11 4EY, M11 4GE, M11 4EP, M11 4FR, M11 4GD, M11 4SG, M11 4AS, M11 4EH, M11 4FJ, M11 4BJ, M11 4HS, M11 4HA, M11 4HR, M11 4BH, M11 4HU, M11 4BP, M11 4BR, M11 4JP, M11 4JB, M11 4JF, M11 4JE, M11 4HZ, M11 4BQ, M11 4JG, M11 4JA, M11 4NB, M11 4NP, M11 4JH, M11 4NS, M11 4JD, M11 4JW, M11 4JN, M11 4JL, M11 4JJ, M11 4JR, M11 4JQ, M11 4JT, M11 4JS, M11 4BG, M11 4BA, M11 4BF, M11 4HP, M11 4HB, M11 4HG, M11 4HQ, M11 4HW, M11 4HN, M11 4HL, M11 4HE, M11 4HF, M11 4HJ, M11 4HH, M11 4HD, M11 4FB, M11 4NR, M11 4RN, M11 4RR, M11 4WR, M11 4WG, M11 4QH, M11 4LS, M11 4LT, M11 4RF, M11 4QP, M11 4QN, M11 4LU, M11 4LX, M11 4LY, M11 4LZ, M11 4GQ, M11 4NE, M11 1PP, M11 2GY, M11 2GX, M11 2JY, M11 2GN, M11 2JP, M11 2GP, M11 2GD, M11 2GE, M11 2JB, M11 2GF, M11 2JA, M11 2HN, M11 2GB, M11 2GA, M11 2HJ, M11 2HP, M11 2HY, M11 2HH, M11 2HU, M11 2HL, M11 2GQ, M11 2HS, M11 2HA, M11 2HE, M11 2JH, M11 2GT, M11 2DN, M11 4EX, M11 4FU, M11 4EL, M11 4FL, M11 4EE, M11 4FN, M11 4EW, M11 4FW, M11 4EN, M11 4FX, M11 4GF, M11 4GG, M11 4FQ, M11 4EQ, M11 4FS, M11 4FH, M11 4FP, M11 4FG, M11 4EG, M11 4FY, M11 4HX, M11 4BL, M11 4BN, M11 4HT | CAT D | Type 2
100131 | Withington | WITHINGTON | 1001313CF02 | F500 VENTURA CL/MAULDETH RD W (NO88) | M14 6DD, M14 6DE, M14 6DF, M14 6BZ, M14 6DA, M14 6BX, M14 6BU, M14 6BT, M14 6BS, M14 6AU, M14 6AT, M14 6AS, M14 6BW, M14 6BP, M14 6BQ, M14 6EW, M14 6FN, M14 6FH, M14 6FL, M14 6BG, M14 6BR, M14 6EN, M20 3EQ, M20 3EG, M20 3FQ, M20 1AB, M20 1AA, M20 3FG, M14 6GT, M14 7ED, M14 7EW, M14 7DT, M14 7EE, M14 7FL, M14 7ET, M14 7EF, M14 7EH, M14 7FJ, M14 7FU, M14 7FF, M14 7EY, M14 7EL, M14 7EJ, M14 7EU, M14 7EX, M14 7DU, M14 7FN | CAT D | Type 2
100131 | Withington | WITHINGTON | 1001313CF03 | F371 SHERRINGHAM RD/GRANGETHORPE D | M19 2AB, M19 2DU, M19 2EA, M19 2DZ, M19 2DY, M19 2DT, M19 2EL, M19 2FA, M19 2EB, M19 2EE, M19 2AF, M19 2AS, M19 2AE, M19 2ET, M19 3PJ, M19 2EQ, M19 2FT, M19 2HQ, M19 2EU, M19 2FU, M19 2AD, M19 2HW, M19 2EX, M19 2LH, M19 2BY, M19 2AA, M19 2FP, M19 2DS, M19 2EN, M19 3AB, M19 3PZ, M26, M19 2EZ, M19 2EY, M19 2FZ, M19 2GB, M19 2FY, M19 2GD, M19 2FX, M19 2HB, M19 2BU, M19 2BT, M19 2BS, M19 2DL, M19 2BX, M19 2BL, M19 2BQ, M19 2BR, M19 2BG, M19 2BN, M19 2DW, M14 6FS, M14 6PA, M14 6PB, M14 6PD, M14 6PE, M14 6PF, M14 6PH, M19 2LJ, M19 2DG, M19 2BH, M19 2BW, M19 2DN, M19 2BP, M19 2LL, M19 2BZ, M19 2DP, M19 2DA, M19 2DQ, M19 2DB, M19 2DD, M19 2DH, M19 2BF | CAT D | Type 2
100131 | Withington | WITHINGTON | 1001313CF04 | F180 KINGSLEA RD | M20 4UZ, M20 4QN, M20 4XF, M20 4XL, M20 4RQ, M20 4XJ, M20 4XH, M20 4XA, M20 4SD, M20 4RY, M20 4RZ, M20 4SA, M20 4SB, M20 4SE, M20 4SF, M20 4GN, M20 4QW, M20 4QP, M20 4HX, M20 4QE, M20 4SR, M20 4RS, M20 4ST, M20 4TB, M20 4SS, M20 4SY, M20 4TA, M20 4SZ, M20 4TD, M20 4TH, M20 4RP, M20 4XD, M20 4XE, M20 4XB, M20 4RU, M20 4RX, M20 4SH, M20 4SG, M20 4XP, M20 4TX, M20 4TY, M20 4TZ, M20 4UP, M20 4RG, M20 4RA, M20 4XN, M20 4UH, M20 4UQ, M20 4UR, M20 4UL, M20 4UJ, M20 4UG, M20 4UN, M20 4UE, M20 4UD, M20 4XW, M20 4XX, M20 4UB, M20 4UA, M20 4XU, M20 4UY, M20 4XQ, M20 4XG, M20 4US, M20 4UX, M20 4XT, M20 4XR, M20 4TU, M20 9UY, M14 6SR, M14 6SU, M14 6ST, M14 6SX, M14 6SY, M14 6SZ, M14 6SP, M20 4WJ, M20 4WE, M20 4RB, M20 4NJ, M20 4WY, M20 4WU, M20 4NU, M20 4WZ, M20 4NL, M20 4RN, M20 4NZ, M20 4NS, M20 4NX, M20 4NY, M20 4WH, M14 6SQ, M20 4ND, M20 4NH, M20 4WF, M20 4WD, M20 4RT, M20 4RW, M20 4RD, M20 4RL | CAT D | Type 2
100131 | Withington | WITHINGTON | 1001313CF06 | F2562 BURTON RD (NO 136) | M20 1FD, M20 1EE, M20 1EF, M20 1EH, M20 1FH, M20 1FF, M20 1HY, M20 1HQ, M20 1HX, M20 8HX, M20 1HU, M20 1ED, M20 1HN, M20 1JG, M20 1QE, M20 1JS, M20 1QD, M20 1JR, M20 1JL, M20 1QB, M20 1JQ, M20 1LP, M20 1QA, M20 1HZ, M20 4ZF, M20 4YE, M20 4ZD, M20 1JP, M20 1HW, M20 2NT, M20 2JS, M20 2JR, M20 1JN, M20 2WT, M20 2WS, M20 2HL, M20 2WH, M20 2NH, M20 1LD, M20 1LL, M20 1LJ, M20 1LH, M24 4BE, M20 1LU, M20 3YB, BB1 2QB, M1 6HR, M20 4ZE, M20 1LS, M20 6UR, M20 6AH, M20 4ZB, M20 4YA, M20 4YD, M20 4ZA, M20 2NR, M20 2PD, M20 3JW, M20 3LL, M20 3LB, M20 3LJ, M20 3JQ, M20 3LN, M20 3LW, M20 3JT, M20 3JS, M20 3JY, M20 3JU, M20 3JF, M20 6AE, M20 6BZ, M20 6AB, M20 3JG, M20 3YD, M20 3YA, M20 3TF, M20 2BY, M20 2WR, M20 2NS, M20 2PB, M20 2NU, M20 8PB, M20 6WS, M20 6QH, M20 3QR, M20 3ZA, M20 3JA, M20 6AA, M20 3JR, M20 3BF | CAT D | Type 2
100131 | Withington | WITHINGTON | 1001313CF11 | F1475 YEW TREE RD (NO 340) | M20 1FX, M20 1ER, M20 1EX, M20 1EU, M20 1FG, M20 1FU, M20 1EZ, M20 1FE, M20 1EY, M20 1HN, M20 1HT, M20 1HL, M20 1HS, M20 1HG, M20 1EQ, M20 1ET, M20 1FB, M20 1FT, M20 3EB, M20 3GD, M20 3GB, M20 3BX, M20 3FA, M20 3DZ, M20 9DZ, M20 3EL, M20 3BZ, M20 3DU, M20 3DW, M20 3EA, M20 3DX, M20 3FJ, M20 1HB, M20 1HR, M20 3ED, M20 1BQ, M20 1PF, M20 1GZ, M20 1BG, M20 1DX, M20 1PP, M20 1DG, M20 1DR, M20 1PJ, M20 1DS, M20 1BN, M20 1PA, M20 1PB, M20 1PG, M20 1BR, M20 1BT, M20 1PN, M20 1DU, M20 1PL, M20 1DT, M20 1BW, M20 1BP, M20 1PE, M20 1FZ, M16 8GN, M14 7HJ, M14 7FA, M14 7DZ, M14 7DB, M14 7DD, M14 7AP, M14 7DX, M14 7DY, M14 7EA, M14 7HG, M14 7HE, M14 7HB, M14 7HA, M14 7HD, M14 7HP, M14 7HF, M14 7HH, M14 7ER, M14 7FG, M14 7ES, M14 7FS, M14 7EW, M14 7FP, M14 7EG, M14 7EQ, M14 7EN, M14 7FN, M14 7FW, M14 7EP, M14 7DU, M20 1BS, M20 1BH, M20 1PH, M20 1BU, M20 1HA, M21 7TH, M21 7RP, M20 8BH, M15 XXX, M16 8GW, M20 2UR, M14 7DA, M20 3BN, M20 3BG, M20 3HE, M14 6LF, M14 6AB, M20 4ND, M20 4NE, M20 3BW, M20 3HB, M20 3HD, M20 3FD, M20 3GP, M20 3BQ, M20 3FU, M20 3WB, M20 3FW, M20 3EU, M20 3EX, M20 3FX, M20 3EY, M20 3GA, M20 3EZ, M20 3FZ, M20 3GN, M20 3HA, M20 3GR, M20 3FY, M20 3ES, M20 3FS, M20 3ET, M20 3FT, M20 3WA, M20 3ER, M20 3FG, M20 3FR, M20 3GJ, M20 3GL, M20 3FP, M20 3GF, M20 3FL, M20 3FE, M20 3EF, M20 3EE, M20 3HU, M20 3EH, M20 3GH, M20 3FF, M20 3GG, M20 3FH, M20 3EJ, M20 3FB, M20 3BJ, M20 3JH, M20 3JA, M20 3JB, M20 2QH, M20 3JW, M20 4HE, M14 5TP, M20 3GW, M20 3HL, M20 3LU, M20 4HB, M20 3BD, M20 3WH, M21 7TA, M20 1HH | CAT D | Type 2
100131 | Withington | WITHINGTON | 1001313CF12 | F1766 BARRY CT | M20 3LQ | CAT D | Type 2
100131 | Withington | WITHINGTON | 1001313CF15 | F3414 UPPER KENT RD/KENT RD E | M14 5AQ, M14 5WG, M14 5NG, M14 5NR, M14 5WR, M14 5AJ, M14 5WU, M14 5NZ, M14 5NX, M14 5NT, M14 5WT, M14 5WQ, M14 5NQ, M14 5WP, M14 5NU, M14 5WB, M14 5WZ, M14 5AB, M14 5WD, M14 5WY, M14 5XL, M14 5WA, M14 5AE, M14 5RF, M14 5LW, M14 5AT, M14 5AG, M14 5BE, M14 5WS, M14 5AH, M14 5BT, M14 5BX, M13 5HX, M14 5DQ, M14 5YJ, M14 5PD, M14 5DW, M14 5DP, M14 5DG, M14 5DH, M14 5DF, M14 5PR, M14 5PX, M14 5DN, M14 5DL, M14 5DJ, M14 5DS, M14 5DR, M14 5DT, M14 5DE, M14 5DB, M14 5DA, M14 5EA, M14 5DX, M14 5BQ, M14 5HG, M14 5HZ, M13 0YG, M13 0YQ, M13 0ZP, M13 0YW, M13 0YN, M13 0XN, M13 0XP, M14 5BP, M14 5DD, M14 5BB, M14 5ES, M14 5PJ, M14 5PL, M14 5PA, M14 5PN, M14 5PP, M14 5PQ, M14 5PG, M14 5PB, M14 5PW, M14 5BZ, M14 5QP, M14 5RX, M14 5RY, M14 5HR, M14 5HP, M19 1EB, M14 5LY, M14 5LX, M14 5LZ, M14 5PE, M13 0FR, M13 0FS, M13 0FT | CAT D | Type 2
100131 | Withington | WITHINGTON | 1001313CF16 | WITHINGTON NWK T2 | M20 3JH, M20 4BT, M20 4PE, M20 4PQ, M20 4PB, M20 4PW, M20 4AQ, M20 4AX, M20 4AH, M20 4AT, M20 4AS, M20 4AD, M20 4PG, M20 4PN, M20 4PP, M20 4AW, M20 4BA, M20 4AU, M20 4GL, M20 4HX, M20 4BY, M20 4BS, M20 3JJ, M20 4BN, M20 3LH, M20 3BG | CAT D | Type 2
100131 | Withington | WITHINGTON | 1001313CF17 | F896 OAK RD (WITHINGTON)/HEATON RD | M14 6UR, M14 6UP, M20 4WU, M20 4WR, M20 4WQ, M20 4PT, M20 4PS, M20 4NG, M20 4NR, M20 4NU, M20 4WX, M20 4WT, M20 4NT, M20 4WG, M20 4WB, M20 4QB, M20 4GA, M20 8LW, M20 4PX, M20 4PY, M20 4QA, M20 4NQ, M20 4WS, M20 4NX, M20 4NE, M20 4NF, M20 4NA, M20 4BB, M20 4PE, M20 4PU, M20 4GW, M20 4QP, M20 4AG, M20 4AQ, M20 4AR, M20 4PG, M20 4PH, M20 4QE, M20 4AW, M14 6RD, M14 6RA, M14 6XA, M14 6RF, M14 6RB, M14 6RE, M14 6US, M14 6WE, M14 6UT, M14 6UU, M14 6RW | CAT D | Type 2
100135 | Longsight | LONGSIGHT PRY | 1001353CW04 | F595 PLYMOUTH GROVE 208 | M13 0RG, M13 0SA, M13 0QE, M13 0RX, M12 4PA, M12 4PB, M12 4PD, M12 5QD, M12 4WZ, M12 4NS, M12 4QA, M12 4WX, M12 4NY, M12 4WY, M12 4UG, M12 4NZ, M13 0SE, M13 0JY, M13 9AL, M13 9AP, M13 9AG, M13 9BE, M13 9AW, M13 9BF, M13 9BD, M13 9BB, M13 9AT, M13 9GU, M13 9HX, M13 9AZ, M13 9BA, M13 9AS, M13 9AR, M13 9AN, M13 0AQ, M12 4HP, LS11 5AD, M12 4JH, M12 4WE, M12 5HS, M12 5QE, M12 4HA, M12 5GD, M12 4PE, M12 5RS, M12 5QF, M12 5GE, M12 4WL, M12 4WN, M12 4NL, M12 5GF, M12 5HW, M12 5AX, M12 5HU, M12 5GJ, M12 4LA, M12 4WF, M12 4AA, M13 0AR, M13 0DB, M13 0DN, M13 0AS, M13 0AG, M13 0LF | CAT E | Type 3B | Y | Type 3b | Argus 8 with tripping | 2
100135 | Longsight | LONGSIGHT PRY | 1001353CW05 | F593 WARMINGTON DR | M12 6BH, M12 6DA, M12 6JR, M12 6BA, M12 4BN, M12 4AR, M12 4AT, M12 4DU, M12 4YN, M12 4EH | CAT E | Type 3B | Y | Type 3b | Argus 8 with tripping | 2
100135 | Longsight | LONGSIGHT PRY | 1001353CW06 | F1723 MARCHMONT CL | M13 9AB, M13 9HP | CAT E | Type 3B | Y | Type 3b | Argus 8 with tripping | 2
100135 | Longsight | LONGSIGHT PRY | 1001353CW09 | F503 ASPINALL ST | M14 5NP, M14 5AL, M14 5BJ, M14 5AN, M14 5AW, M14 4AQ, M14 4HA, M14 4HD, M14 4HN, M14 4HG, M14 4PB, M14 4AJ, M14 5DY, M14 4AS, M14 5BL, M14 5UX, M14 5UY, M14 5UW, M14 5UL, M14 5UG, M14 5UN, M14 5UH, M14 5AP, M14 5SG, M14 5SS, M14 5TQ, M14 4AT, M14 5XH, M14 4AR, M14 5UB, M14 5UD, M14 5XJ, M14 5WN, M14 5XG, M14 5WG, M14 5WQ, M14 5UJ, M14 5SU, M14 4AH, M14 5TP, M13 1AA, M14 5RJ, M14 5RU, M14 5NS, M14 5AJ, M14 5WS, M14 5SR, M14 5RB, M14 5QZ, M14 5QY, M14 5RQ, M14 5RS, M14 5RG, M14 5RT, M14 5SA, M14 5SQ, M14 5RY, M14 5RN, M14 5RF, M14 5AQ, M14 5RE, M14 5QU, M14 5RW, M14 5SB, M14 5RH | CAT E | Type 3B | Y | Type 3b | Argus 8 with tripping | 2
100135 | Longsight | LONGSIGHT PRY | 1001353CW11 | F4067 Q3 APTS | M13 9WU, M13 9NT, M13 9BL, M13 9PG, M13 9WG, M13 9PS, M13 9WL, M13 9LR, M13 9NU, M13 0HY, M13 0JA, M14 5BY, M14 5SF, M14 5RU, M14 5SL, M14 5SA, M14 5BG, M13 0EP, M13 0FW, M13 0HR, M13 0HL, M13 0FB, M13 0FE, M13 0BY, M13 0FN, M13 0EW, M13 0EJ, M13 0EN, M13 0FL, M13 0EL, M13 0FJ, M13 0FF, M13 0DF, M13 0DR, M13 0DH, M13 0HX, M14 5SH, M14 5TX, M13 0JR, M14 5TL, M13 0FT, M14 5SB, M14 5GF, M13 9LY, M14 5BR, M13 9LQ, M13 0HB | CAT E | Type 3B | Y | Type 3b | Argus 8 with tripping | 2
100135 | Longsight | LONGSIGHT PRY | 1001353CW16 | F809 AKED CL | M12 4DY, M13 9AG, M13 9AL, M13 9AX, M13 9AE, M13 9BE, M13 0JY, M13 9AN, M13 9AF, M13 9AD, M13 9HD, M13 9GU, M13 9BY, M12 4LQ, M12 4NP, M12 4NG, M12 4AN, M12 4AQ, M12 4YN, M12 4AL, M12 4DL, M12 4FG, M13 9AB, M12 4RN, M12 4WR, M12 4PN, M12 4UU, M12 4UT, M12 4UP, M12 4FA, M13 0LF, M12 4PQ, M12 4QT, M12 4PP, M12 4DH, M12 4DT, M12 4RR, M12 4US, M12 4WP, M12 4UR, M12 4WD, M12 4WG, M12 4RL, M12 4RJ, M12 4PL, M12 4WH, M12 4WQ, M12 4UQ, M12 4NQ, M12 4LP, M12 4LR, M12 4LN, M12 4NR, M12 4LS, M12 4PT, M12 4PG, M12 4RH, M12 4PY, M12 4PR, M12 4PU, M12 4PX, M12 4PW, M12 4DR, M12 4RE, M12 4QU, M12 4QY, M12 4DS, M12 4QX, M12 4PS, M12 4EZ, M12 4JE | CAT E | Type 3B | Y | Type 3b | Argus 8 with tripping | 2
100135 | Longsight | LONGSIGHT PRY | 1001353CW17 | F1301 BENNETT ST/MRI YORK PL | M13 9NG, M13 9NL, M15 6FG, M15 6ER, M15 6JT, M15 6ET, M13 9WP, M13 9WG, M15 6FS, M14 4HZ, M14 4LT, M14 4DD, M14 4DF, M14 4DH, M14 4DP, M14 4DG, M14 4DQ, M14 4DW, M14 4HY, M14 4WB, M14 4ND, M14 4NE, M14 4NF, M14 4RA, M14 4LL, M14 4WD, M14 4LN, M14 4LG, M14 4HT, M14 4HS, M14 4JG, M14 4JA, M14 4JZ, M14 4JQ, M14 4LH, M14 4SN, M14 4JW, M14 4JP, M14 4WE, M14 4JN, M14 4JX, M14 4JY, M14 4JS, M14 4JU, M14 4JT, M14 4WH, M14 4JJ, M14 4UD, M14 4UB, M14 4WF, M14 4JB, M14 4JE, M14 4LB, M14 4PX, M14 4PQ | CAT E | Type 3B | Y | Type 3b | Argus 8 with tripping | 2
100135 | Longsight | LONGSIGHT PRY | 1001353CW18 | F143 RICHMOND GR | M13 0LN, M14 5QW, M14 5GP, M14 5QR, M14 5GE, M14 5GG, M14 5QF, M14 5GQ, M14 5QG, M14 5QQ, M14 5QT, M14 5QP, M13 0BZ, M13 0DN, M13 0DD, M13 0DE, M13 0DG, M13 0DA, M13 0BY, M13 0BU, M13 0BT, M13 0BG, M13 0DL, M13 0DP, M13 0DH, M13 0DS, M13 0DT, M13 0DJ, M13 0LX, M13 0LG, M13 0LW, M13 0AQ, M14 5QN, M14 5PQ, M13 ODP, M13 0LE, M13 0LA, M13 0LB, M13 0LZ, M12 5GL | CAT E | Type 3B | Y | Type 3b | Argus 8 with tripping | 2
100135 | Longsight | LONGSIGHT PRY | 1001353CW20 | F596 RAINFORTH ST/ASDA/BR NEW BANK ST | M13 0SN, M13 0PE, M13 0WG, M13 0PD, M13 0SE, M13 0SF, M13 0GT, M13 0WQ, M13 0RP, M13 0PJ, M13 0PB, M13 0AE, M13 0SJ, M13 0QU, M13 0PF, M13 0RQ, M13 0SH, M12 4JH, M12 4JA, M13 0NS, M13 0NR, M13 0WY, M13 0WR, M13 0WW, M12 4JJ, M12 4LL | CAT E | Type 3B | Y | Type 3b | Argus 8 with tripping | 2
100135 | Longsight | LONGSIGHT PRY | 1001353CW21 | F580 WILMSLOW PK SECT A/SECT B | M14 5TP, M13 0JN, M14 5TG | CAT E | Type 3B | Y | Type 3b | Argus 8 with tripping | 2
100135 | Longsight | LONGSIGHT PRY | 1001353CW22 | F3085 KIRKMANSHULME LN | M12 5AL, M12 5WQ, M12 4JZ, M12 4JY, M12 4JU, M12 4JX, M18 7BA, M18 7GS, M18 8HA, M18 7AA, M18 7BP, M18 7DP, M18 7BQ, M18 7RS, M18 7BG, M18 7QB, M18 7QY, M18 7QN, M18 7QL, M18 7GJ, M18 7QX, M18 7GH, M18 7QJ, M18 7GF, M18 7QD, M18 7BW, M18 7BZ, M18 7BF, M18 7BE, M18 7BX, M18 7BY, M18 7BU, M18 7BT, M18 7BS, M18 7BR, M18 7QH, M20 8WS, M18 7BN, M12 4WW, M12 4NW, M12 4LW, M12 4TB, M12 4TD, M12 4TE, M12 4TA, M12 4UJ, M12 4WJ, M18 7RN, M18 7RQ, M18 7SF, M18 7RP, M18 7SJ, M18 7RZ, M18 7RW, M18 7RL, M18 7RG, M18 7RX, M18 7RR, M18 7RE, M18 7RT, M18 7RU, M18 7RD, M18 7RB, M18 7RJ, M18 7RF, M18 7RH, M18 7RA, M18 7RY, M18 7GW, M18 7QT, M18 7QW, M18 7GN, M18 7GL, M18 7GT, M18 7GU, M18 7PG, M18 7PP, M18 7QG, M18 7PB, M18 7GQ, M18 7PD, M18 7GP, M18 7GX, M18 7PS, M18 7PT, M18 7PR, M18 7QQ, M18 7QP, M18 7FX, M18 7NF, M18 7NN, M18 7SL, M18 7QS, M18 7QR, M18 7QU, M18 7QE, M18 7GG, M18 7PH, M18 7PE, M18 7PA, M12 4WB, M12 4LB, M12 4NN, M12 4WA, M12 4NA, M12 4EW, M12 4HP, M12 4NB, M12 4PZ, M12 4RY, M12 4AS | CAT E | Type 3B | Y | Type 3b | Argus 8 with tripping | 2
100135 | Longsight | LONGSIGHT PRY | 1001353CW23 | F223 VICTORIA HALLS | M14 5BZ, M14 5RL, M14 5BQ, M14 5BB, M14 5ES, M13 0YL, M13 0XL, M13 0XN, M13 0XH, M13 0XW, M13 0XZ, M13 0XG, M13 0XB, M13 0XQ, M13 0XX, M13 0TZ, M13 0TT, M13 0GZ, M13 0GS, M13 0RA, M13 0QY, M13 0XS, M13 0XR, M13 0XU, M13 0XY, M13 0RB, M13 0RF, M13 0RH, M13 0SP, M13 0SW, M13 0SN, M13 0SR, M13 0QT, M13 0ST, M13 0QZ, M13 0TW, M13 0UT, M13 0UU, M13 0US, M13 0UE, M13 0UB, M13 0UF, M13 0GY, M13 0UG, M13 0UR, M13 0UP, M13 0UY, M13 0UW, M13 0UN, M13 0UX, M13 0UQ, M13 0TL, M13 0UD, M13 0TU, M14 5JP, M14 5LF, M14 5HA, M14 5HB, M14 5GX, M14 5GY, M14 5HD, M14 5HF, M14 5HE, M14 5HJ, M14 5HH, M14 5GZ, M14 5HL, M14 5HU, M14 5JA, M14 5HN, M14 5JD, M14 5HS, M14 5JY, M14 5JX, M14 5HT, M14 5HY, M14 5HX, M14 5EA, M14 5HZ, M14 5JB, M14 5AZ, M14 5HR, M14 5HQ, M14 5AR, M14 5AS, M14 5AU, M14 5HW, M13 0XT, M13 0TA, M13 0TS, M13 0GR, M13 0QS, M13 0TQ, M13 0TP, M13 0TG, M13 0TR, M13 0RD, M13 0GX, M13 0TB, M13 0GT, M13 0PJ, M13 0PU, M13 0PT, M13 0PS, M13 0PR, M13 0PP, M13 0PW, M13 0QX, M13 0GU, M13 0QU | CAT E | Type 3B | Y | Type 3b | Argus 8 with tripping | 2
100135 | Longsight | LONGSIGHT PRY | 1001353CW24 | F1417 BAX RD | M13 0EH, M13 0ZL, M13 0XE, M13 0ZJ, M13 0YP, M13 0ZW, M13 0ZN, M13 0ZG, M13 0YW, M13 0YL, M13 0XA, M13 0XL, M13 0SR, M13 0XJ, M13 0XF, M13 0WP, M13 0NQ, M13 0NG, M13 0SG, M13 0SQ, M13 0SN, M14 5BY, M14 5PA, M14 5PP, M14 5PS, M14 5PT, M14 5PU, M14 5PZ, M14 5PX, M14 5DN, M14 5PY, M14 5DL, M14 5GH, M14 5QL, M14 5QP, M14 5QN, M14 5GL, M14 5GJ, M14 5GF, M14 5QJ, M14 5QH, M14 5PQ, M14 5QW, M13 0EL, M13 0FL, M14 5GG, M14 5GU, M14 5GD, M14 5GT, M14 5GA, M14 5GR, M14 5GW, M13 0YR, M13 0UF, M13 0YS, M13 0YG, M13 0YQ, M14 5YJ, M13 0WN, M13 0YJ, M13 0ZE, M13 0ZH, M13 0ZF, M13 0WW, M13 0EW | CAT E | Type 3B | Y | Type 3b | Argus 8 with tripping | 2
100140 | Victoria Park | VICTORIA PK PRY | 1001403CF05 | F4075 MCR UNI BIOSCIENCE/THORNE HS | M14 6LE, M14 6LB, M14 6HP, M14 6LD, M14 6NB, M14 6NA, M14 6LY, M14 6LG, M14 6LQ, M14 6LP, M14 6LH, M14 6LF, M14 6HJ, M14 6JB, M14 6HF, M14 6LJ, M14 6LU, M14 6LT, M14 6LX, M14 6LS, M14 6LR, M14 6LW, M14 6LL, M14 6LN, M14 6JH, M14 6JN, M14 6JJ, M14 6JG, M14 6HT, M14 6HR, M14 6HW, M14 6HZ, M14 6HQ, M14 6HY, M14 6HG, M14 6HS, M14 6JA, M14 6DW, M14 5LB, M14 5LH, M14 5JP, M14 5JE, M14 5JR, M14 5JT, M14 5JG, M14 5JS, M14 5LE, M14 5LF, M14 5LD, M14 5LA, M43 5LA, M14 5JZ, M14 5JY, M14 5JU | CAT A | Type 1 |  |  |  | 0
100140 | Victoria Park | VICTORIA PK PRY | 1001403CF11 | F4074 POLY CENTRAL BLDG/M/U CAMBRIDGE | M13 9RN, M15 6BX, M15 6BH, M15 6BG, M1 7EL, M13 9QH, M13 9QS, M13 9QQ, M13 9GP, M15 6PP, M15 6PR, M13 9GH, M1 7DU, M1 7HB | CAT A | Type 1 |  |  |  | 0
100140 | Victoria Park | VICTORIA PK PRY | 1001403CF12 | F4071 BOOTH ST W | M13 9QS, M13 9RD, M13 9GH, M1 7EE, M1 7DU, M1 7DY, M1 7HB, M13 9GB, M13 9EP, M1 7ED, M13 9RU, M1 7XN | CAT A | Type 1 |  |  |  | 0
100502 | Dickinson St | DICKINSON ST PRY | 1005023CW04 | F146 NO 44 OXFORD ST | M1 5EJ, M2 3WQ, M1 5JG, M1 3LQ, M1 5AE, M1 5JF, M1 5JQ, M1 5JW, M1 5JY, M1 5FW | CAT D | Type 2
100502 | Dickinson St | DICKINSON ST PRY | 1005023CW05 | F386 TOWN HALL EXT/TUSCANY HS | M1 4LB, M2 3LG, M1 4NB, M1 4JY, M1 4RJ, M1 4DA, M1 4GX, M1 4HQ, M1 4HH, M1 4AB | CAT D | Type 2
100502 | Dickinson St | DICKINSON ST PRY | 1005023CW06 | F472 NO1 PICCADILLY GDNS | M1 3HG | CAT D | Type 2
100502 | Dickinson St | DICKINSON ST PRY | 1005023CW08 | F88 HULME ST NO2 | M15 6BQ, M15 6BP, M1 5GF, M1 5GE, M1 5BY, M1 5QS, M1 5QF, M1 5QD, M1 5QE, M1 5QG, M1 7EN, M1 5QA, M1 5NH, M1 5NE, M1 7DB, M1 6EY, M1 5WH, M1 5GA, M1 5NP, M1 7DA, M1 5GL, M1 7DF | CAT D | Type 2
100502 | Dickinson St | DICKINSON ST PRY | 1005023CW09 | DICKINSON ST NWK T2 | M1 6DE, M1 4GU, M1 4FF, M1 4EE, M1 3WD, M1 6HA, M1 3WE, M1 6JB, M1 6DD, M60 2HP, M1 4EH, M1 6JA, M1 3HW, M1 3LY, M1 4HT, M1 7AQ, M1 1AQ, M1 7AB, M1 7WS, M1 7AV, M1 3WS, M1 7AX, M1 6JX, M1 4GX, M1 4QX, M1 4DY, M1 4FH, M1 4FD, M1 4FE, M1 6DF, M1 6HX, M1 4LF, M1 3PW, M1 3LR, M1 6HS, M1 3NR, M1 4ET, M1 3WF, M1 3QW, M1 1OX, M1 2ER, M1 6HZ, M1 6HR, WA14 2NZ, M1 6DN, M1 3HZ | CAT D | Type 2
100502 | Dickinson St | DICKINSON ST PRY | 1005023CW10 | F1021 PICCADILLY PLAZA | M1 4HD | CAT D | Type 2
100502 | Dickinson St | DICKINSON ST PRY | 1005023CW15 | F454 PRINCESS ST 109 | M1 5SW, M1 5QF, M1 5GE, M1 5QL, M1 5GL, M15 6AW, M15 6BP, M1 5GF, M1 5GG, M1 5NJ, M1 5QD, M1 5GH, M1 5QG, M15 6BD, M15 4FN, M1 7AR, M1 7AJ, M1 7AQ, M1 7AP, M1 7AS, M1 3HW, M1 3WB, M1 3LY | CAT D | Type 2
100502 | Dickinson St | DICKINSON ST PRY | 1005023CW16 | F387 MANCHESTER TOWN HALL | M2 4EB, M2 4HH, M2 4EW, M2 4BF, M2 4FN, M2 4EG, M1 7AG, M1 4FF, M1 6JA, M2 4EQ, M2 4ER, M2 2FW, M2 3LW, M2 4AB, M2 3JN, M1 4EJ, M1 4HF, M1 4HQ, M1 4HL, M2 3HR, M2 3HZ, M2 3FF, M2 3JB, M2 3JW, M2 4AD, M2 3HY, M2 3JD | CAT D | Type 2
100502 | Dickinson St | DICKINSON ST PRY | 1005023CW19 | F318 BANK OF ENGLAND | M2 1HW, M2 1JR, M2 2JG | CAT D | Type 2
100502 | Dickinson St | DICKINSON ST PRY | 1005023CW21 | DICKINSON ST NWK T1 | M1 6FB | CAT D | Type 2
100502 | Dickinson St | DICKINSON ST PRY | 1005023CW23 | F3628 THE PIAZZA/ST PETERS SQ TEMP | M1 7AG, M1 4LF, M1 4NS, M1 4LX, M1 4RJ, M1 6DD, M1 4PD | CAT D | Type 2
100502 | Dickinson St | DICKINSON ST PRY | 1005023CW25 | DICKINSON ST NWK T3 | M1 4QD, M1 4LF, M1 4PZ, M1 4PY, M1 6EG, M1 6FT, M1 6JU, M1 6EQ, M1 2HY, M1 6DF, M1 6DN, M1 6DW, M1 6ET, M1 6FQ, M1 6EL, M1 6EJ, M1 6HT, M1 6ES, M1 6HY, M1 6FW, M1 6HR, M1 6SS | CAT D | Type 2
100502 | Dickinson St | DICKINSON ST PRY | 1005023CW28 | F2296 CAMBRIDGE ST HULME/WILMOTT ST/GR | M1 5BY, M1 5BZ | CAT D | Type 2
100502 | Dickinson St | DICKINSON ST PRY | 1005023CW30 | F456 CHINA HS | M1 6DE, M1 6HX, M1 6HY, M1 6HP, M1 6HR, M1 6BD, M1 6NF, M1 6BE | CAT D | Type 2
100502 | Dickinson St | DICKINSON ST PRY | 1005023CW31 | F320 WHITWORTH WEST/ST JAMES BLDG | M1 6EJ, M1 6EG | CAT D | Type 2
100502 | Dickinson St | DICKINSON ST PRY | 1005023CW32 | F188 BOOTLE ST | M2 5NT, M2 5FA, M2 5NB | CAT D | Type 2
100502 | Dickinson St | DICKINSON ST PRY | 1005023CW33 | F300 CROWN COURTS | M1 2PQ, M1 2GH, M60 7LP, M1 2PD, M1 2WD, M1 3AU, M1 2JX, M1 2JF, M1 2JW, M1 2JQ, M1 2JL, M1 2JN, M1 2WA, M1 2WE, M1 2TP, M1 2TQ, M1 2DR, M1 2DS, M1 2DF, M1 2DE, M1 2BE, M1 2FN, M1 2HG, M1 2JB, M1 2BW, M1 2HY, M1 2DP, M1 2DQ | CAT D | Type 2
100508 | Central Manchester | CENTRAL MANCHESTER | 1005083CW01 | F4342 PICCADILLY TRIANGLE (SECT A) | M1 3NT, M1 3BR, M1 3BP | CAT A | Type 3A | Y
100508 | Central Manchester | CENTRAL MANCHESTER | 1005083CW02 | F4350 CHORLTON ST/CHAIN ST | M1 3LZ, M1 6NG, M1 6DD, M1 3LD, M1 4FD, M1 4FH, M1 4DY, M1 4HT, M1 4EJ, M1 4BP, M1 4HH, M1 3LF, M1 3BH, M1 6DF, M1 3AH, M1 3LS, M1 3LW, M1 3DL, M1 4PZ, M1 3EJ, M1 3DY, M1 2PH, M1 3DZ, M1 3JF, M1 2PW, M1 3LY, M1 3ED, M1 3QW, M1 3EF, M1 3FH, M1 3HR, M1 3NB, M1 3EZ, M1 3WB, M1 3JE, M1 7AR, M1 7DP, M1 3WA, M1 3DT, M1 3PW, M1 2PF, M1 3BS, M1 3NT, M1 3HW, M1 3HZ, M1 3HY, M1 3BN | CAT A | Type 3A | Y
100508 | Central Manchester | CENTRAL MANCHESTER | 1005083CW03 | F4343 MINSHULL ST | M1 4DZ, M1 4HE, M1 4FL, M1 4HD, M1 4HF, M1 4HA, M1 4HP, M1 4FD, M1 4GS, M1 4QU, M1 4QT, M1 1LU, M1 4AH, M1 3HH, M1 3GH, M1 3HE, M1 3FR, M1 3EF, M1 3FY, M1 3LQ, M1 3PW, M1 3QW, M1 3HN, M1 3BR, M1 3BP, M1 3NF, M1 3NT, M1 3BS, M1 3PN | CAT A | Type 3A | Y
100508 | Central Manchester | CENTRAL MANCHESTER | 1005083CW04 | F4351 RAILTRACK TWR BLK STORE ST | M1 2NH, SK14 6AX, SK3 9HZ, M1 6FU, M60 9AJ, M40 3AB, BB1 1EY, M1 2WH, M1 2WQ, M1 2WF, M1 2NA, M1 2WA, M1 2WE, M1 2AU, M1 2NN, M1 2AT, M1 2WX, M1 2WL, M1 2NG, M1 1AT | CAT A | Type 3A | Y
100508 | Central Manchester | CENTRAL MANCHESTER | 1005083CW13 | F4354 BRAZIL ST | M1 3NJ, M1 3NL, M1 7AJ, M1 7AQ, M1 7AP, M1 7AS, M1 7AG, M1 7DB, M1 7DF, M1 7ED, M1 3NT, M1 4LY, M1 7AR, M1 6LG, M1 7AY, M1 3WE, M1 7AB, M1 7WS, M1 3WS, M1 7AX, M1 3NY, M1 3PX, M1 7AD, M1 6HB, M1 3AB, M1 3WX, M1 7AL, M1 3EZ, M1 3WD, M1 3NF, M1 3WA, M1 3PE, M1 3PJ, M1 3PW, M1 7AT, M1 3BU, M1 7HL, M1 7DZ, M13 9XH, M13 9PL, M13 9NG, M13 9WS, M1 7HU, M13 9UU, M13 9WN, M13 9UB, M13 9WX, M1 7HE, M1 7DY, M1 7EW, M1 7XN, M13 9TD, M1 7HF, M13 9TX | CAT A | Type 3A | Y
100508 | Central Manchester | CENTRAL MANCHESTER | 1005083CW14 | F4347 VELVET CT | M1 2PN, M1 2PW, M1 3GF, M1 3GW, M1 3GY, M1 3GB, M1 3AN, M1 3WE, M1 7AQ, M1 7AB, M1 7WS, M1 3WS, M1 7AT, M1 3OX, M1 3NT, M1 7AX, M1 3PX, M1 7AL, M1 7AZ, M1 6BB, M1 3NZ, M1 3QW, M1 3HW, M1 3HB | CAT A | Type 3A | Y
100508 | Central Manchester | CENTRAL MANCHESTER | 1005083CW15 | F4355 CITY INN PICCADILLY/LENA ST | M1 2HY, M1 2YH, M1 2EL, M1 2HF, M1 2HH, M1 2EH, M1 2HR, M1 2DA, M1 2BS, M1 2BA, M1 2AN, M1 2AF, M1 2AE, M1 2HN, M1 1JA, M1 2HE, M1 1EY, M1 2EQ, M1 2EG, M1 1FT, M1 1JW, M1 2AW, M1 1EP, M1 2PE, M1 2HG, M1 2HS, M1 2JB, M1 2FF, M3 4LA, M1 2BL | CAT A | Type 3A | Y
100608 | Chassen Rd | CHASSEN RD | 1006083CW03 | F2725 BARNFIELD | M41 6HJ, M41 6HQ, M41 6HL, M41 6HF, M41 6HE, M41 6HD, M41 6HH, M41 6HB, M41 6HA, M41 9DY, M41 6EA, M41 9FL, M41 9FW, M41 9EP, M41 9EG, M41 9FS, M41 9ES, M41 9EU, M41 9FT, M41 9FQ, M41 9FR, M41 9FG, M41 6EB, M41 6ED, M41 6FD, M41 6FB, M41 9FJ, M41 9FD, M41 9DP, M41 9FF, M41 9DG, M41 9FE, M41 9DQ, M41 9FU, M41 9DZ, M41 9DX, M41 9EX, M41 9DN, M41 9DW, M41 9ET, M41 9EW, M41 9EN, M41 9EL, M41 9EQ, M41 9QL, M41 9HH, M41 9JD, M41 9JA, M41 9GP, M41 9GH, M41 9JE | CAT D | Type 4
100608 | Chassen Rd | CHASSEN RD | 1006083CW04 | F2722 FLIXTON VILL/WELLACRE TECH COLL/ | M41 6WS, M41 6PX, M41 6PY, M41 6PL, M41 6QL, M41 6QX, M41 6PN, M41 6QN, M41 6PW, M41 6PG, M41 6PR, M41 6QR, M41 6PQ, M41 6QP, M41 6QQ, M41 6PH, M41 6QT, M41 6EY, M41 6RT, M41 6LG, M41 6LE, M41 6LB, M41 6LA, M41 6LF, M41 5AW, M41 5GU, M41 6JZ, M41 6QB, M41 6PA, M41 6QH, M41 5GS, M41 6JL, M41 6HU, M41 6GX, M41 6HX, M41 6QW, M41 6PU, M41 6PT, M41 6QU, M41 6PS, M41 6JY, M41 6LP, M41 6JR, M41 6GR, M41 6LR, M41 6JX, M41 6JU, M41 6PF, M41 6QE, M41 6PB, M41 6PE, M41 6AP, M41 6NA, M41 8QY, M41 8GR, M41 8QU, M41 8GU, M41 8QX, M41 8QT, M41 8TU, M41 8TZ, M41 6JT, M41 6JN, M41 8TY, M41 8TF, M41 8TH, M41 6GS, M41 6JS, M41 6GT, M41 6HS, M41 5GJ, M41 6JW, M41 6JB, M41 6JD, M41 6GD, M41 6HR, M41 6HT, M41 6PJ, M41 6PZ, M41 6HY, M41 6HZ, M41 6JA, M41 6JF, M41 5AA, M41 5GW, M41 6QY, M41 6LL, M41 6LD, M41 6QS, M41 6JG, M41 6JQ, M41 6JP, M41 5GN, M41 5GP, M41 5QW, M41 5QN, M41 5GL, M41 5QL, M41 5GT, M41 5QJ, M41 5QP, M41 5GR, M41 5GG, M41 5GQ, M41 6LH, M41 6LQ, M41 6LN, M41 6LW, M41 6LU, M41 6LJ, M41 6PD | CAT D | Type 4
100608 | Chassen Rd | CHASSEN RD | 1006083CW06 | F2733 URMSTON SC | M41 5AW, M41 5AD, M41 5AN, M41 5EL, M41 5AL, M41 5BD, M41 5AB, M41 5AX, M41 5AU, M41 5AG, M41 5AQ, M41 5AA, M41 5BF, M41 9AZ, M41 9AP, M41 9ST, M41 9AU, M41 9AX, M41 9AY, M41 9AJ, M41 9BD, M41 9BB, M41 5ND, M41 0NA | CAT D | Type 4
100608 | Chassen Rd | CHASSEN RD | 1006083CW07 | F2721 CALDERBANK AVE | M41 8QW, M41 8RE, M41 8RG, M41 8RR, M41 8RP, M41 8RQ, M41 8RT, M41 8GN, M41 8QS, M41 8GF, M41 8GH, M41 8QL, M41 8GJ, M41 8GL, M41 8QJ, M41 8GE, M41 8PX, M41 8SL, M41 8GP, M41 8DE, M41 8DG, M41 8DF, M41 7NT, M41 8NZ, M41 8NY, M41 8NX, M41 7WX, M41 7WT, M41 7NN, M41 7NW, M41 8QN, M41 8QG, M41 8PY, M41 8SW, M41 8SN, M41 8SB, M41 8SE, M41 8SD, M41 8SH, M41 8SJ, M41 8SF, M41 8QA, M41 8QH, M41 8QB, M41 8GA, M41 8QR, M41 8QF, M41 8PZ, M41 8NT, M41 8NU, M41 8PL, M41 8PB, M41 8PJ, M41 8PH, M41 8PE, M41 8PD, M41 8PF, M41 8WZ, M41 8WY, M41 8PA, M41 8WU, M41 8QD, M41 8BZ, M41 8BY, M41 7DA, M41 8DB, M41 8DZ, M41 8DU, M41 8DY, M41 8DS, M41 8DD, M41 8DH, M41 7DJ, M41 7DF, M41 7DH, M41 8BX, M41 7DL, M41 7WW, M41 7UW, M41 7WP, M41 7NP, M41 7WB, M41 8DX, M41 7WJ | CAT D | Type 4
100608 | Chassen Rd | CHASSEN RD | 1006083CW08 | F2724 FLIXTON RD URMSTON | M41 8QZ, M41 8TW, M41 8XW, M41 8RD, M41 8QP, M41 8RJ, M41 8RH, M41 8GN, M41 8GW, M41 8RF, M41 8RE, M41 8PU, M41 8PT, M41 8TN, M41 8PS, M41 8SS, M41 8SL, M41 8ST, M41 8SP, M41 8PP, M41 8PR, M41 8SR, M41 8SQ, M41 8PG, M41 8SG, M41 8PW, M41 8SU, M41 8SJ, M41 8SA, M41 8UU, M41 5PA, M41 5PB, M41 5SA, M41 5SB, M41 5QS, M41 5SD, M41 5PD, M41 8UR, M41 8UT, M41 8UN, M41 8UG, M41 8UE, M41 8UW, M41 8TL, M41 8TA, M41 8TJ, M41 5SE, M41 5SF, M41 8SY, M41 8SX, M41 8RY, M41 8SZ, M41 8SB, M41 8TP, M41 5SJ, M41 5RW, M41 5PL, M41 5SG, M41 5RR, M41 5RL, M41 5RN, M41 5PN, M41 5RJ, M41 5EJ, M41 5SH, M41 5PT, M41 5RT, M41 5RX, M41 5SP, M41 5SQ, M41 5UH, M41 5EG, M41 5AJ, M41 5AN, M41 5BF, M41 5BQ, M41 5BX, M41 5EB, M41 5BL, M41 5ZZ, M41 5BJ, M41 5BS, M41 5BH, M41 5BT, M41 5BU, M41 5BZ, M41 5BY, M41 5DG, M41 5ST, M41 5SU, M41 5PS, M41 5SS, M41 5BG, M41 5BR, M41 5BN, M41 5BW, M41 5AL, M41 5BA, M41 5AF, M41 5AE, M41 5AH, M41 5BB, M41 5RP, M41 5DR, M41 5DA, M41 5ED, M41 5DF, M41 5DB, M41 5DD, M41 5DQ, M41 5DE, M41 5BP, M41 5EE, M41 1VV, M41 5EP, M41 5EQ | CAT D | Type 4
100608 | Chassen Rd | CHASSEN RD | 1006083CW10 | F2748 DARTFORD RD | M41 9GH, M41 9HJ, M41 9HL, M41 9GN, M41 9HF, M41 9JA, M41 9HB, M41 9HX, M41 9HZ, M41 9HY, M41 9GY, M41 9HT, M41 9HU, M41 9GU, M41 9HR, M41 9HG, M41 9HS, M41 9HA, M41 9GL, M41 9GP, M41 9BU, M41 9EH, M41 9JG, M41 9HD, M41 9HE, M41 9FH, M41 9JQ, M41 9JW, M41 9JN, M41 9JR, M41 9HN, M41 9HP, M41 9HQ, M41 9HW, M41 9EJ, M41 9GJ, M41 9FJ, M41 9DL, M41 9DJ, M41 9FD, M41 9DB, M41 9DP, M41 9DH, M41 9EF, M41 9DF, M41 9DE, M41 9DD, M41 9EE, M41 9DA, M41 9SJ, M41 9BY, M41 9BX, M41 9BZ, M41 9BT, M41 9SF, M41 9SH, M41 9SG | CAT D | Type 4
100608 | Chassen Rd | CHASSEN RD | 1006083CW11 | F2720 SHAWE HALL | M41 6JH, M41 6HR, M41 6JJ, M41 6HN, M41 6HP, M41 6EJ, M41 6FJ, M41 6FH, M41 6EB, M41 6EH, M41 6FD, M41 6EG, M41 6FB, M41 9ES, M41 6EA, M41 6FL, M41 6EP, M41 6FA, M41 6EE, M41 6FF, M41 6EL, M41 6FW, M41 6EN, M41 6EW, M41 6FN, M41 6EQ, M41 9FN, M41 9EQ, M41 9QP, M41 9FW, M41 9EP, M41 9FP, M41 9ER, M41 9FQ, M41 9FG, M41 6EF, M41 6FE | CAT D | Type 4
100608 | Chassen Rd | CHASSEN RD | 1006083CW12 | F2723 CHASSEN RD NWK | M41 5DF, M41 5DL, M41 5DH, M41 5DJ, M41 5DS, M41 5DN, M41 5DX, M41 5EZ, M41 5DU, M41 6HN, M41 6HW, M41 6HG, M41 6HQ, M41 9EY, M41 9DU, M41 9EZ, M41 9FF, M41 9DT, M41 9FU, M41 9DS, M41 9DZ, M41 9DR, M41 5EE, M41 5RF, M41 8BX, M41 7DL, M41 7DN, M41 5TQ, M41 5TP, M41 5TH, M41 5TF, M41 5TR, M41 5TL, M41 5TE, M41 5TG, M41 5TA, M41 5SZ, M41 5SW, M41 5TD, M41 5TN, M41 5TW, M41 5TJ, M41 7BB, M41 7BA, M41 7BD, M41 7AZ, M41 7BE, M41 7AY, M41 7BH, M41 7AX, M41 7DY, M41 5TB, M41 7BF, M41 7BG, M41 7BJ, M41 7BU, M41 5HA, M41 5SL | CAT D | Type 4
100608 | Chassen Rd | CHASSEN RD | 1006083CW13 | F2719 BOWFELL RD | M41 6WF, M41 6NQ, M41 6WQ, M41 6WT, M41 6WG, M41 6WU, M41 6LS, M41 6ER, M41 6QF, M41 5TU, M41 6WE, M44 6RT, M41 6WR, M41 6AS, M41 6WJ, M41 6NL, M41 6WB, M41 6WL, M41 6NN, M41 6NP, M41 6WW, M41 6WN, M41 6NW, M41 6NJ, M41 6WH, M41 8AD, M41 8AE, M41 6XA, M41 6WA, M41 6ND, M41 8RA, M41 6NR, M41 6WX, M41 6WP, M41 8BH, M41 8GZ, M41 8GY, M41 8QQ, M41 8RS, M41 8RB, M41 8RX, M41 8RL, M41 8RN, M41 8RW, M41 8RP, M41 8RZ, M41 8QZ, M41 8TQ, M41 8TB, M41 8GX, M41 8UL, M41 8UA, M41 8QT, M41 8TX, M41 8TG, M41 8TR, M41 8TP, M41 8US, M41 8UP, M41 8UQ, M41 8TD, M41 8TE, M41 6GS, M41 8TW, M41 8TT, M41 8TZ, M41 8TU, M41 8TY, M41 8TS, M41 8UJ, M41 8UH, M41 8UD, M41 5GP, M41 5QR, M41 5QW, M41 5QS, M41 5QQ, M41 5QG, M41 8UE, M41 8UF, M41 8UN, M41 8UB, M41 5SH, M41 5DN, M41 5DR, M41 5RR, M41 5SR, M41 5RS, M41 5PT, M41 5RY, M41 5PX, M41 5RU, M41 5PU, M41 5PG, M41 5RG, M41 5PF, M41 5RQ, M41 5PQ, M41 5DY, M41 6EZ, M41 5EZ, M41 5PR, M41 5DZ, M41 5QF, M41 5DP, M41 5GH, M41 5QH, M41 5DW, M41 5RZ, M41 5PY, M41 6NE, M41 6NF, M41 6WD, M41 6NG, M41 6WZ, M41 6WY, M41 6TZ | CAT D | Type 4
100615 | Irlam | IRLAM | 1006153CF01 | F3999 WERIT UK/CATERPILLAR IRLAM | M44 5BL, M44 5AX, M44 5AH, M44 5LF, M44 5BP, M44 5BD | CAT A | Type 3A | Y
100615 | Irlam | IRLAM | 1006153CF03 | F1174 ROSEWAY AVE | M44 5HJ, M44 5HN, M44 5YD, M44 5YE, M44 5HP, M44 5YN, M44 5YL, M44 5YJ, M44 5HS, M44 5HQ, M44 5HG, M44 5YP, M44 5YF, M44 5HW, M44 5AQ, M44 5HR, M44 5YG, M44 5AG, M44 5AR, M44 5EF, M44 5EB, M44 5FB, M44 5BZ, M44 5ED, M44 5FD, M44 5ES, M44 5EE, M44 5FE, M44 5ET, M44 5FA, M44 5UA, M44 5DY, M44 5EN, M44 5DZ, M44 5EH, M44 5HX, M44 5HY, M44 5HZ, M44 5YA, M44 5HL, M44 5YH, M44 5YB, M44 5HD, M44 5HH, M44 5FF, M44 5FJ, M44 5HE, M44 5HF, M44 5HU, M44 5HA, M44 5HT, M44 5DS, M44 5DX, M44 5UG, M44 5ER, M44 5UH, M44 5EP, M44 5DU, M44 5EQ, M44 5UJ, M44 5FP, M44 5HB, M44 5ZF, M44 5FN, M44 5AS, M44 5ZG, M44 5AT, M44 5ZL, M44 5DF, M44 5ZJ, M44 5AU, M44 5ZN, M44 5DR, M44 5EA, M44 5FG, M44 5UL, M44 5XJ, M44 5DB, M44 5AN, M44 5AF, M44 5JN, M44 5JW, M44 5JG, M44 5YW, M44 5JR, M44 5JS, M44 5YU, M44 5JT, M44 5YX, M44 5YY, M44 5JY, M44 5JQ, M44 5AP, M44 5AW, M44 5JJ, M44 5JP, M44 5JL, M44 5JD, M44 5YT, M44 5JH, M44 5DA, M44 5EJ, M44 5EU, M44 5FL, M44 5UB, M44 5BY, M44 5XH, M44 5XF, M44 5BU, M44 5XG, M44 5BT, M44 5EX, M44 5FX, M44 5GL, M44 5DD, M44 5ZH, M44 5UD, M44 5DQ, M44 5UE, M44 5UN, M44 5DE | CAT A | Type 3A | Y
100615 | Irlam | IRLAM | 1006153CF04 | F2504 DEAN RD EMBEDDED | M44 5XD, M44 5BQ, M44 5AF, M44 5XL, M44 5AE, M44 5JJ, M44 5JD, M44 5YS, M44 5JF, M44 5JE, M44 5YR, M44 5JB, M44 5JA, M44 5FW, M44 5YQ, M44 5BN, M44 5FY, M44 5GD, M44 5BW, M30 5EZ, M44 5EZ, M44 5GQ, M44 5AD, M44 5AZ, M44 5GA, M44 5GF, M44 5GB, M44 5GE, M44 5GL, M44 5BP, M44 5BA, M44 5BL, M44 5EG, M44 5PN, M44 5DL, M44 5AY, M44 5BF, M44 5FS, M44 5AH | CAT A | Type 3A | Y
100615 | Irlam | IRLAM | 1006153CF05 | F1112 VICTORIA RD | M44 6AJ, M44 6AD, M44 6AH, M44 6ZA, M44 6ZR, M44 6BH, M44 6ZT, M44 6ZS, M44 6AL, M44 6AZ, M44 6AR, M44 6ZH, M44 6ZG, M44 6ZN, M44 6ZP, M44 6AQ, M44 6ZF, M44 6AG, M44 6ZB, M44 6AP, M44 6ZE, M44 6AS, M44 6AT, M44 6ZL, M44 6AX, M44 6AY, M44 6ZD, M44 6AU, M44 6ZJ, M44 6AW, M44 5LP, M44 6NN, M44 6GN, M44 6FB, M44 6BA, M44 5BE, M44 6ZQ, M44 6BJ, M44 6BR, M44 5AD, M44 5AY, M44 6RJ, M44 6BL, M44 6AN, M44 5XD, M44 6NA, M44 6WY, M44 6WG, M44 6NP, M44 6WB, M44 6WS, M44 6WR, M44 6WQ, M44 6NQ, M44 6NB, M44 6WA, M44 6WP, M44 6ND, M44 6WW, M44 5DX, M44 6DA, M44 6BQ, M44 6BZ, M44 6BW, M44 6BF, M44 6BY, M44 6DQ, M44 6DS, M44 6DG, M44 6DR, M44 6BS, M44 6BT, M44 6BU, M44 6BX, M44 6BG, M44 6FE, M44 6FY, M44 6EH, M44 6JS, M44 6FF, M44 6DB, M44 6EB, M44 6EN, M44 6FJ, M44 6FH, M44 6FZ, M44 6EJ, M44 6GA, M44 6DW, M44 6DN, M44 5DD, M44 6FL, M44 6JT, M44 6JN, M44 6JU, M44 6JX, M44 6JL, M44 6HT, M44 6HS, M44 6HU, M44 6HR, M44 6JR, M44 6FN, M44 6FD, M44 6QN, M44 6HE, M44 6ED, M44 6FR, M44 6FU, M44 6EU, M44 6QE, M44 6JF, M44 6JE, M44 6HH, M44 6FS, M44 6ES, M44 6EQ, M44 6FT, M44 6ET, M44 6EX, M44 6EG, M44 6FG, M44 6FP, M44 6EP, M44 6FW, M44 6EW, M44 6TB, M44 6TE, M44 6TG, M44 6TD, M44 6TH, M44 6TJ, M44 6TA, M44 6TF, M44 6TQ, M44 6TL, M44 6TN, M44 6TP, M4 4JY | CAT A | Type 3A | Y
100615 | Irlam | IRLAM | 1006153CF06 | F1566 MONA WAY | M44 6NR, M44 6WF, M44 6NU, M44 6WN, M44 6WL, M44 6WE, M44 6WT, M44 6NJ, M44 6WH, M44 6NL, M44 6WW, M44 6NT, M44 6NE, M44 6NS, M44 6NF, M44 6WD, M44 6WJ, M44 6DY, M44 6WX, M44 6WU, M44 6NX, M44 6NW, M44 6PT, M44 6NH, M44 6LB, M44 6LW, M44 6LZ, M44 6LJ, M44 6LL, M44 6LX, M44 6LN, M44 6LY, M44 6LS, M44 6LD, M44 6LE, M44 6LF, M44 6LT, M44 6LU, M44 6LH, M44 6PW, M44 6PA, M44 6PB, M44 6PX, M44 6PU, M44 6PF, M44 6PE, M44 6PD, M44 6PY, M44 6PZ, M44 5LZ, M30 6LZ, M44 6DA, M44 6DP, M44 6WG, M44 6WA, M44 6EF, M44 6EE, M44 6EA, M44 6DB, M44 6RB, M44 6RD, M44 6DX, M44 6YA, M44 6YB, M44 6DE, M44 6DF, M44 6DH, M44 6DD, M44 6FE, M44 6FF, M44 6HT, M44 6JJ, M44 6PH, M44 6PL, M44 6PN, M44 6PJ, M44 6PG, M44 6HY, M44 6HX, M44 6QG, M44 6JD, M44 6JB, M44 6JH, M44 6QH, M44 6HZ, M44 6JA, M44 6HR, M44 6HG, M44 6JS, M44 6LG, M44 6LA, M44 6JQ, M44 6JZ, M44 6LQ, M44 6JP, M44 6JY, M44 6LR, M44 6LP, M44 6GX, M44 6JX, M44 6DQ, M44 6DT, M44 6DU, M44 6DR, SK14 1LH, M44 6DJ, M44 6DL, M44 6DN, M44 6GG, M44 6GJ, M44 6BA | CAT A | Type 3A | Y
100615 | Irlam | IRLAM | 1006153CF10 | F1125 SOAPSTONE WAY/CWS BOTTLING | M44 6QE, M44 6HT, M44 6HS, M44 6HA, M44 6HR, M44 6HP, M44 6HQ, M44 6HG, M44 6QF, M44 6HW, M44 6HN, M44 6QB, M44 6QD, M44 6HL, M44 6FQ, M44 6QA, M44 6HD, M44 6ER, M44 6HH, M44 6HJ, M44 6FG, M44 6EG, M30 6HL, M44 6EU, M44 6FW, M44 6FP, M44 6EP, M44 6GD, M44 6QJ, M30 7RY, M30 7RZ, M30 7RD, M30 7RE, M30 7SJ, M44 6FB, M30 7RH, M30 7RF, M30 7RJ, M44 6GP, M44 6BA, M44 6RF, M44 6RG, M44 6RH, M44 6RN, M44 6RP, M44 6GH, M44 6RQ, M44 6RR, M44 6RL, M44 6RW, M44 6RU, M44 6RT, M44 6RY, M44 6RA | CAT A | Type 3A | Y
100615 | Irlam | IRLAM | 1006153CF11 | F1111 TESCO IRLAM | M44 5PN | CAT A | Type 3A | Y
100615 | Irlam | IRLAM | 1006153CF13 | F3145 TRAMWAY RD | M44 5BG, M30 5BG, M44 5AH, M44 5BQ, M44 5BR, M44 5XE, M44 5AF, M44 5AN, M44 5AP, M44 5ZP, M44 5AW, M44 5ZQ, M44 5JJ, M44 5ZE, M30 0WA, M44 5XP, M44 6ZA, M44 5DW, M44 5AA, M30 6AB, M44 6AB, M44 5DN, M44 5UF, M44 5DP, M44 5FT, M44 5LL, M44 5LH, M44 6AE, M44 6AF, M44 6AA, M44 5LJ, M44 6ZQ, M44 5XB, M44 5ZR, M44 5AB, M44 5ZB, M44 5ZD, M44 5ZA, M44 5DG, M44 6BP, M44 5XA, M44 5BH, M44 5BE, M44 6ZT, M44 6ZZ, M44 5XD, M30 5BY, M44 6NN, M44 5JT, M44 5JN, M44 5JU, M44 5LR, M44 5LT, M44 5LG, M44 5LN, M44 5LQ, M44 5JL, M44 5LS, M44 5LY, M44 5NB, M44 5WA, M30 7RN, M30 7RW, M44 5NA, M44 6QB | CAT A | Type 3A | Y
100633 | Trafford Park North | TRAFFORD PK N | 1006333CW05 | F681 BRIXTON NO1 | M17 1RP, M17 1TR, M17 1PB, M17 1PB, M17 1HQ, M17 1JT, M17 1NB, M17 1LT, M17 1PD, M17 1EB, M17 1SG, M17 1SD, M17 1GA | CAT D | Type 2
100633 | Trafford Park North | TRAFFORD PK N | 1006333CW12 | F663 BROOKE BOND/TENAX RD ROUNDABOUT | M17 1RD, M17 1WH, M17 1NJ, M17 1TU, M17 1HQ, M17 1HB, M17 1FR | CAT D | Type 2
100639 | Blackfriars | BLACKFRIARS | 1006393CW02 | F753 RICHMOND HILL APTS | M3 5BQ, M3 5NA, M3 5ND, M3 5NH, M3 5NB, M3 5NE, M3 5NF, M3 5NG, M3 7AA, M3 7AH, M3 7BX, M3 7AT, M3 7BJ, M3 7ED, M3 7EJ, M3 7EL | CAT A | Type 3A | Y
100639 | Blackfriars | BLACKFRIARS | 1006393CW03 | F1178 RENAULT UK LTD GREENGATE | M3 1NG, M3 1NN, M3 1NP, M3 1NL, M3 1NJ, M3 1PU | CAT A | Type 3A | Y
100639 | Blackfriars | BLACKFRIARS | 1006393CW04 | F791 WELLINGTON ST | M3 5LT, M5 4DE, M3 5FP, M3 5EQ, M3 5EP, M3 5LF, M3 5HX, M3 5HU, M3 5HG, M3 5JY, M3 5JZ, M3 5LE, M3 6BY, M3 6AF, M3 7FY, M3 6AX, M3 6BB, M3 6BA, M3 6BE, M3 6BD, M3 7HA, M3 7HB, M3 7HJ, M3 6AY, M3 6BZ, M5 4PF, M5 4PH, M5 4QA, M3 6DB, M5 4PN, M5 3TH, M5 5EQ, M3 6WP, M3 6FT, M3 6ET, M3 6BT, M5 4JN, M3 6WE, M3 6DH, M5 4GT, M3 5LL, M3 5HW, M3 5HN, M3 6DD, M3 6BN, M3 6BL, M3 6BW, M3 6HT, M3 6DX, M3 6PX, M3 6BH, M3 6BJ, M3 6AJ, M3 6AN, M3 7BF, M3 3HH, M3 6BU, M3 6BF, M3 5AX, M3 5FS, M3 5DW, M3 6AE, M3 6GA, M3 6GB, M3 6AW, M3 6JJ, M3 6ES, M3 6EU, M3 5FT, M3 5EW, M3 5EN, M6 5HT, M3 5FB, M3 1BS | CAT A | Type 3A | Y
100639 | Blackfriars | BLACKFRIARS | 1006393CW06 | F2375 NORTH GEORGE ST | M3 6EQ, M3 6FW, M3 6FN, M3 6FL, M3 6BP, M3 6BN, M3 6DU, M3 6DX, M3 6FP, M3 6FG, M3 6EN, M3 6FS, M3 6FJ, M3 6BS, M3 6WP, M3 6DW, M3 6HT | CAT A | Type 3A | Y
100639 | Blackfriars | BLACKFRIARS | 1006393CW07 | F759 RESERVOIR ST | M3 7JZ, M3 7LB, M3 7JY, M3 7LD, M3 7EH | CAT A | Type 3A | Y
100639 | Blackfriars | BLACKFRIARS | 1006393CW09 | F1550 BRAMHALL CT SILK ST A | M3 7EU, M3 6NH, M3 6FG, M3 6FF, M3 6WH, M3 6JH, M3 6EG, M3 6WA, M3 6NB, M3 6JG, M3 6AH, M3 6AG, M3 6AB, M3 6LZ, M3 6AR, M3 6AL, M3 6AS, M3 5HS, M3 6AP, M3 6AQ | CAT A | Type 3A | Y
100639 | Blackfriars | BLACKFRIARS | 1006393CW11 | F1181 TOWNBURY HS/BURY ST | M3 7NG, M3 7NH, M3 7NJ, M3 7AA, M3 7AE, M3 7NN, M3 7WJ, M3 7NW, M3 7DQ, M3 7DW, M3 7WQ, M3 7BB, M3 7NE, M3 7NA, M3 5BQ, M3 5DF, M3 5AL, M3 5BZ, M3 5DE, M3 5DY, M3 5DG, M3 5AS, M3 5BY, M3 5JR, M3 5NG, M3 5JS | CAT A | Type 3A | Y
100639 | Blackfriars | BLACKFRIARS | 1006393CW13 | F754 SPRINGFIELD CARTONS | M7 1YE, M7 1ZT, M7 2JW, M7 1JA, M7 1LS, M7 1LT, M7 1LU, M7 1LH, M7 1LF, M7 1LE, M7 1NE, M7 1ND, M7 1LD, M7 1NB, M7 1LR, M7 2XW, M7 2YW, M7 2XN, M7 2XF, M7 2YF, M7 2ZG, M7 2YQ, M7 2YG, M7 2YN, M7 2ZS, M7 2ZT, M8 8UG, M7 2DN, M7 1ZL, M7 1ZN, M7 1GY, M7 1UH, M7 1RH, M7 1RN, M7 1RR, M7 1UX, M7 1RD, M7 1SP, M7 1RL, M7 1SL, M7 1SN, M7 1SQ, M7 1SW, M7 9SY, M7 1TA, M7 1AY, M7 1UY, M7 1UT, M7 1RU, M7 1UL, M7 1UR, M7 1SS, M7 1RZ, M7 1RT, M7 1TB, M7 1RY, M7 1UF, M8 9SN, M8 8FQ, M7 1RE, M7 1LZ, M7 1NF, M7 1NQ, M7 1PR, M7 1NX, M7 1US, M7 1XB, M7 1YD, M7 1XY, M7 1XA, M7 2XG, M7 1XU, M7 1ZQ | CAT A | Type 3A | Y
100639 | Blackfriars | BLACKFRIARS | 1006393CW14 | F757 RAMSGATE ST | M7 2YB, M8 9UE, M8 8DY, M7 1UH, M8 9TY, M7 8UH, M8 9SN, M8 9TW, M7 9TW, M8 9TZ, M7 1UF, M7 9TY, M7 2ZW, M7 2YA, M7 2YL, M7 1ZD, M7 2YN, M8 8DD, M8 8FX, M8 8FQ, M8 8DU, M8 8HE, M8 8BX, M8 8BA, M8 8JW, M8 8JX, M8 8EB, M7 4WZ, M8 8EW, M8 8EX, M8 8DZ, M8 8YD, M3 1FB, M3 1NH, M8 8EU, M7 2BR, M8 8EF, M8 8EE, M8 8EG, M8 8EQ, M8 8FW, M8 8FR, M8 8EL, M8 8FT, M8 8FN, M8 8FJ, M8 8EN, M8 8GJ, M3 1EB, M3 1FF, M3 1FE, M3 1DZ, M3 1JS, M25 9JZ, M8 8HW, M8 8EJ, M8 8ET, M8 8AT, M8 8YW, M7 4YR, M8 8YR, M7 4YS, M8 8YF, M8 8YE, M8 8YG, M8 8YH, M8 8YJ, M8 8ES, M8 8ER, M7 4ZD, M7 4YD, M8 8YT, M8 8YU | CAT A | Type 3A | Y
100642 | Bridgewater | BRIDGEWATER | 1006423CW01 | F4122 TV HOUSE | M2 5WQ, M2 3HH, M2 5PE, M2 5PG, M2 5NT, M2 5PF, M2 5NS, M2 5PB, M2 3NG, M2 5WR, M2 5DB | CAT D | Type 2
100642 | Bridgewater | BRIDGEWATER | 1006423CW03 | F4045 GT WAREHOUSE NO1 | M3 4EG, M15 6BP, M3 4EN, M3 4LP, M3 4EE, M3 4EP, M3 4EF, M3 4EH | CAT D | Type 2
100642 | Bridgewater | BRIDGEWATER | 1006423CW05 | F3549 EXHIBITION HALL/JACKSON CRES | M1 5LD, M15 5RR, M15 4HG, M15 4HQ, M15 4EA, M15 4FA, M15 4HD, M15 4HB, M15 4HE, M15 4JF, M15 4DW, M15 4DZ, M15 5LR, M15 5AD, M15 4AB, M15 5AA, M15 5XE, M15 5RS, M15 5XF, M15 5JD, M15 5JQ | CAT D | Type 2
100642 | Bridgewater | BRIDGEWATER | 1006423CW06 | F3550 CHEPSTOW HS/TRAFFORD ST | M1 5NG, M1 5NH, M1 5QB, M1 6FU, M1 5NP, M1 5NJ, M1 5WW, M1 5ND, M1 5BB, M1 5QR, M1 5GG, M1 6NF, M1 6NG, M1 6LQ, M1 6NP, M1 6LG, M1 1OX, M1 6EZ, M1 6BA, M1 5JF, M1 5LH, M3 4LQ, M3 4LX, M1 5NZ, M1 6LT, M1 6LS, M1 5BY, M15 4QA, M15 4TD, M1 5BG, M1 5GH, M2 3WR, M2 3EY, M2 3DL, M2 3BD, M2 3AB, M1 5JN | CAT D | Type 2
100642 | Bridgewater | BRIDGEWATER | 1006423CW09 | F3551 FREE TRADE HALL HOTEL | M3 4JB, M3 4BG, M3 3BB, M3 4DT, M3 4DS, M3 4DQ, M3 4DN, M3 4DA, M3 4EA, M3 4EB, M3 4BQ, M3 4HE, M3 4FN, M3 4NQ, M3 3HN, M3 4AE, M3 4AA, M2 5GD, M2 5GQ, M2 5PB, M2 3NG, M2 6AU, M2 5QJ, M2 3DN, M2 5QR, M2 5GR, M2 3NN, M2 5GP, M3 4EN, M3 4EJ, M2 3NQ, M3 4LP, M3 4EF, M2 5NH, M3 3NW, M2 5PF, M2 5GU, M3 3JZ, M1 1PX, M3 3WD, M34 5DT, M2 5JB | CAT D | Type 2
100642 | Bridgewater | BRIDGEWATER | 1006423CW10 | F3552 THE RHINE | M15 4AA, M3 4LG, M1 5NG, M1 5WZ, M1 5WY, M1 5WX, M15 4NP, M15 4PZ, M15 4PS, M15 4AX, M15 4NH, M15 5EF, M15 5EE, M15 5FD, M15 5FF, M15 5FE, M15 5EH, M15 5FH, M15 5AB, M15 4PA, M1 5ND, M1 5DD, M15 4RQ, M3 4LB, M3 4LA, M15 4BB, M1 5XX, M15 4QE, M15 4QA, M15 4PG, M15 4QF, M1 5WG, M1 5DE, M1 5BD, M1 5DB, M1 5DA, M15 4TD, M15 4QL, M15 4QN, M15 4QU, M15 4QX, M15 4PY, M15 4FG, M15 4TA, M15 4TB, M15 4TE, M15 4TH, M15 4TF | CAT D | Type 2
100642 | Bridgewater | BRIDGEWATER | 1006423CW11 | F3553 GMEX CONVENTION CTR/BEETHAM TOWE | M3 4EE, M3 4EP, M3 4EH, M3 4LQ, M3 4LT, M3 4LU, M3 4LX | CAT D | Type 2
100642 | Bridgewater | BRIDGEWATER | 1006423CW12 | F3554 AMC LEISURE | M3 4EW, M3 4EN, M2 5QA, M3 4LP, M2 4LP, M3 4ED, M3 4LQ, M3 4EE | CAT D | Type 2
100642 | Bridgewater | BRIDGEWATER | 1006423CW14 | F3793 WHITWORTH ST W 19/PETROS GRAIN S | M1 5NQ, M1 5WW, M1 6LT, M1 7DB, M1 7DF, M1 7BD, M1 6FZ, M1 6EY, M1 6FY, M1 6EX, M1 5WQ, M1 5EA, M1 5EB, M1 5ED, M1 5GF, M1 5EE, M1 6EJ, M1 5WG, M1 5BD, M1 5BE | CAT D | Type 2
100645 | Trinity | TRINITY | 1006453CF02 | F4117 WILBURN ST/LIVERPOOL ST | M5 3TP | CAT A | Type 1
100645 | Trinity | TRINITY | 1006453CF03 | F3838 CANNON HUSSEY CT | M3 5HZ, M3 5JB, M3 5JA, M3 5HF, M3 5HJ, M3 5HH, M3 5HR, M3 5HT, M3 5HS | CAT A | Type 1
100645 | Trinity | TRINITY | 1006453CF04 | F3837 WASHINTON HS | M3 5ER, M3 3ER, M3 3HF, M3 5EW, M3 5LH | CAT A | Type 1
100645 | Trinity | TRINITY | 1006453CF05 | F3836 BRIDGE ST NO2 | M3 3FL | CAT A | Type 1
100645 | Trinity | TRINITY | 1006453CF13 | F3832 WESTBURY B | M3 3AG, M3 3AH, M3 3AN, M3 3AD, M3 3AE, M3 3AF, M3 3AJ | CAT A | Type 1
100645 | Trinity | TRINITY | 1006453CF14 | F3834 HARDMAN SQ NO3 | M3 3EB, M3 3AQ, M3 3FL, M3 3JE | CAT A | Type 1
100645 | Trinity | TRINITY | 1006453CF15 | F2790 NEW QUAY ST/GARTSIDE ST | M3 4PR, M3 3FT, M3 4PF, M3 4DU, M3 4DY, M3 4DZ, M3 4EA, M3 3HZ, M3 4AN, M3 3BE, M3 3GY, M3 3AN, M3 3EB, M3 3AQ, M3 3JZ | CAT A | Type 1
100645 | Trinity | TRINITY | 1006453CF16 | F3839 MIDDLEWOOD ST | M5 4RS, M6 6LL, M5 4TN, M5 4TW, M50 1EW, M50 1DE, M6 6AQ, M5 4RE, M5 4SR, M5 4SS, M5 4QU, M5 4TS, M5 4TQ, M5 4TE, M5 3TN, M5 3TQ, M5 3TR, M5 3SH, M5 3GS, M5 3GQ, M5 4SX, M5 4LW, M5 4LN, M5 4LH | CAT A | Type 1
200107 | Harwood | HARWOOD | 2001074CW12 | NWWA LONGSIGHT PK | BL2 3FR, BL2 3DX, BL2 3DE, BL2 3DA, BL2 3DF, BL2 3DB, BL2 3DD, BL2 3DL, BL2 3DQ, BL2 3DG, BL2 3BR, BL2 3BS, BL2 3BZ, BL2 3BY, BL2 3EZ, BL2 3EU, BL2 3EW, BL2 3DH, BL1 8TY, BL1 8UN, BL1 8UP, BL1 8UQ, BL2 8QU, BL2 8UW, BL1 8UL, BL1 8UT, BL1 8UD, BL1 8TW, BL1 8TA, BL1 8SU, BL1 8SX, BL1 8UJ, BL1 8SZ, BL1 8SY, BL1 8UH, BL1 8US, BL1 8UB, BL1 8UA, BL1 8TZ, BL1 8UR, BL1 8TN, BL1 8SR, BL1 8SS, BL1 8ST, BL1 8AU, BL2 3BQ, BL2 3BJ, BL2 3BL, BL2 3DN, BL2 3DP, BL2 3BW, BL2 3AU, BL2 3AR, BL2 3AS, BL2 3AT, BL2 3AN, BL2 3AW, BL2 3BN, BL2 3AL, BL2 3AP, BL2 3AJ, BL2 3BE, BL2 3DY, BL2 3EA, BL7 3DB, BL2 3DJ, BL2 3BP, BL2 3BT, BL2 3BU, BL2 3BX, BL1 8UF, BL1 8UG, BL1 8UX, BL1 8UU, BL1 8UY, BL1 8UW, BL1 8XP | CAT D | Type 2
200107 | Harwood | HARWOOD | 2001074CW13 | ASHDENE CRES (NO 99) | BL2 4DJ, BL2 4DL, BL2 4DS, BL2 4DQ, BL2 4DH, BL2 4DG, BL2 4DP, BL2 4DW, BL2 4DF, BL2 4DD, BL2 4DT, BL2 4DE, BL2 4DA, BL2 4BP, BL2 4DU, BL2 4DB, BL2 4BJ, BL2 4BL, BL2 4BH, BL2 4DX, BL2 3LE, BL2 3LG, BL2 3LQ, BL2 3LF, BL2 3LH, BL2 3LJ, BL2 3LB, BL2 3LA, BL2 3JZ, BL7 0HX, BL2 4BZ, BL2 4BS, BL2 4BW, BL2 4BR, BL2 4AW, BL2 4AU, BL2 4AN, BL2 4BN, BL2 4AS, BL2 4JS, BL2 4JR, BL2 4JL, BL2 4JP, BL7 0HW, BL7 0HR, BL7 0HP, BL7 0HT, BL8 4JX, BL7 0HS, BL7 0BS, BL2 4BQ, BL2 3EU, BL2 3ET, BL2 3LW, BL2 3LP, BL2 3LR, BL2 4BG, BL2 4AA, BL2 4AX, BL2 4AB, BL2 4BE, BL2 4BD, BL2 3HN, BL2 3HP, BL7 9AX, BL7 9AU, BL7 0HU, BL7 0AY, BL7 0AX, BL7 0AR, BL7 0AT, BL7 0QG, BL7 0DU, BL7 0ED, BL7 0BX, BL7 0BU, BL7 0BR, BL7 0BT, BL2 4BY, BL2 4BX, BL2 4BU, BL2 4BT, BL2 4AT, BL2 4AH, BL2 4NF, BL2 4NE, BL2 4ND, BL2 4NB, BL2 4NA, BL2 4AR, BL2 4AP, BL2 4AL, BL2 4AQ, BL2 4AJ, BL2 4AD, BL2 4AG, BL2 4AF, BL2 4AE, BL8 3QP, BL8 3QW, BL8 3QL, BL8 3QN, BL8 3QR, BL2 3EW, BL2 3EN, BL2 3EL, BL2 3ES, BL2 3ER, BL2 3EP, BL2 3JL, BL2 3JR, BL2 3JW, BL2 3JJ, BL2 3JU, BL2 3JS, BL2 4JU, BL2 3JT, BL2 4JX, BL2 3JP, BL2 3LL, BL2 3LN, BL2 3JX, BL2 3JY, BL2 3LD, BL2 4LA, BL2 3HD, BL2 3JE, BL2 3JA, BL2 3HZ, BL2 3HF, BL2 3HG, BL2 3HH, BL2 3HE, BL2 3HY, BL2 3HS, BL2 3HX, BL2 3RT, BL2 3HT, BL2 3HJ, BL2 3HU, BL2 3HR, BL2 4LJ, BL2 4DN, BL2 4DR, BL2 3DW, BL2 4JT, BL2 4NY, BL2 4NX, BL2 4NZ, BL2 4NR, BL2 4JH, BL2 4JJ, BL2 4SP, BL2 4LL | CAT D | Type 2
200107 | Harwood | HARWOOD | 2001074CW14 | HAWKSTONE CL | BL2 3NL, BL2 3NW, BL2 3NP, BL2 3NN, BL2 3NG, BL2 3NQ, BL2 3QD, BL2 3QA, BL2 3QB, BL2 3QF, BL2 3NR, BL2 3NS, BL2 3NY, BL2 3NX, BL2 3QR, BL2 3NE, BL2 3LS, BL2 3LX, BL2 3LT, BL2 3LU, BL2 3LY, BL2 3LZ, BL2 3NA, BL2 3PZ, BL2 3PY, BL2 3QJ, BL2 3QQ, BL2 3RZ, BL2 3NB, BL2 3NH, BL2 3QY, BL2 3QS, BL2 3QX, BL2 3NF, BL2 3ND, BL2 3NJ, BL2 3QU, BL2 3QT | CAT D | Type 2
200107 | Harwood | HARWOOD | 2001074CW15 | GREENROYD AVE | BL2 5HP, BL2 5LJ, BL2 5EB, BL2 5HJ, BL2 5HL, BL2 5EN, BL2 5EQ, BL2 5EJ, BL2 5EG, BL2 5BL, BL2 5AD, BL2 5DQ, BL2 5DH, BL2 5DG, BL2 5EP, BL2 5AF, BL2 5EH, BL2 5EL, BL2 5DU, BL2 5BQ, BL2 5DP, BL2 5HN, BL2 5HA, BL2 5HE, BL2 5HD, BL2 5HB, BL2 5EZ, BL2 5ES, BL2 5ET, BL2 5HH, BL2 5JR, BL2 5EU, BL2 5EX, BL2 5EY, BL2 5FA, BL2 5JP, BL2 5HY, BL2 5JL, BL2 5JH, BL2 5JG, BL2 5BP, BL2 5BN, BL2 5DL, BL2 5DJ, BL2 5DD, BL2 5BY, BL2 5BX, BL2 5BW, BL2 5BR, BL2 5BU, BL2 5BS, BL2 5BT, BL2 5DN, BL2 5PJ, BL2 5PA, BL2 5PB, BL2 5LR, BL2 5LS, BL2 5LT, BL2 5LU, BL2 5NH, BL2 5NG, BL2 5NA, BL2 5LX, BL2 5ND, BL2 6PS, BL2 5NS, BL2 5JW, BL2 5JN, BL2 5JJ, BL2 5JQ, BL2 5JE, BL2 5HZ, BL2 5JF, BL2 5JA, BL2 5EW, BL2 5ER, BL2 5DZ, BL2 6PP, BL2 6PN, BL2 6PJ, BL2 6PL, BL2 5LP, BL2 5NW, BL2 5NE, BL2 5NN, BL2 6PH, BL2 5LD, BL2 5LA, BL2 5LE, BL2 5LG, BL2 5LQ, BL2 5LF, BL2 5LH, BL2 5LN, BL2 5LL, BL2 5NJ, BL2 5NL, BL2 5LW, BL2 5EE, BL2 5AG, BL2 5ED, BL2 5EA, BL2 5HX, BL2 5HF, BL2 5HT, BL2 5HU, BL2 5HS, BL2 5BJ, BL2 5BH, BL2 5AA, BL2 5AB, BL2 6PT, BL2 5PD, BL2 5PH | CAT D | Type 2
200107 | Harwood | HARWOOD | 2001074CW19 | STITCH MI LN | BL2 3PJ, BL2 3PL, BL2 4EL, BL2 4EN, BL2 4EW, BL2 4EJ, BL2 4EG, BL2 4EQ, BL2 3PH, BL2 4EF, BL2 3PG, BL2 4LL, BL2 4LR, BL2 4LJ, BL2 4LP, BL2 4LT, BL2 4JG, BL2 4JD, BL2 4LS, BL2 4HX, BL2 4HU, BL2 3NU, BL2 4HS, BL2 4HR, BL2 4HT, BL2 4HQ, BL2 4JN, BL2 4HH, BL2 4HJ, BL2 4HZ, BL2 3NS, BL2 3NT, BL2 3QD, BL2 3QR, BL2 4HD, BL2 4EP, BL2 4HA, BL2 4ER, BL2 4EZ, BL2 4ES, BL2 4EU, BL2 4EX, BL2 4ET, BL2 4EY, BL2 3JN, BL2 3JW, BL2 4EE, BL2 4EA, BL2 4EH, BL2 4ED, BL2 4EB, BL2 3JD, BL2 3JH, BL2 3JG, BL2 3JQ, BL2 3RZ, BL2 3JB, BL2 4DZ, BL2 4DY, BL2 3JF, BL2 3LJ, BL2 3JA, BL2 4FN, BL8 3QL, BL8 3QJ, BL8 3QP, BL2 3HQ, BL2 3PR, BL2 3QL, BL2 3QF, BL2 3QE, BL2 3PE, BL2 3QP, BL2 3PZ, BL2 3QH, BL2 3PT, BL2 3PS, BL2 3PA, BL2 3PU, BL2 3PX, BL2 3QG, BL2 3PY, BL2 3LX, BL2 3QQ, BL2 3QJ, BL2 3QN, BL2 3QW, BL2 3DQ, BL2 3PD, BL2 3PW, BL2 3PN, BL2 3PP, BL2 4JA, BL2 4HL, BL2 4HP, BL2 4HN, BL2 4HW, BL2 3PB, BL2 4JQ, BL2 4JB, BL2 4JF, BL2 4HB, BL2 4JT, BL8 4JN, BL8 4JF, BL8 4JG, BL8 4LA, BL8 4LF, BL8 4JL, BL8 4JQ, BL8 4JW, BL8 4LL, BL8 4GT, BL8 3QQ, BL8 3QF, BL8 3QE, BL8 3QG, BL8 3QT, BL8 3QS, BL8 3QU, BL8 3PQ, BL8 3PT, BL8 3PP, BL8 3PL, BL8 3PW, BL8 3PR, BL8 3PN, BL8 3PH, BL8 4BW, BL8 4BN, BL8 4BU, BL8 4FB, BL8 4HL, BL8 4BX, BL8 3QR, BL8 3PX, BL8 3PU, BL8 3PE, BL8 4AA, BL8 3NW, BL8 4AD, BL8 4AE, BL8 4AF, BL8 3PY, BL8 3PG, BL8 3PF, BL8 4FA, BL8 3QA, BL8 3QH, BL8 3PZ, BL8 4AJ, BL8 4AQ, BL8 4AG, BL8 4AW, BL8 4AN, BL8 4AL, BL8 4AH, BL8 4AP, BL8 4AT, BL8 3SD, BL8 3NH, BL8 4HP, BL8 4HS, BL8 4PR, BL8 4HT, BL8 4LH, BL8 4PS, BL8 3QB, BL8 3PD, BL2 5PR | CAT D | Type 2
200107 | Harwood | HARWOOD | 2001074CW20 | MOBBERLEY RD | BL2 6QT, BL2 5NP, BL2 5NR, BL2 5NT, BL2 5NB, BL2 5LY, BL2 5LZ, BL2 5LX, BL2 5HN, BL2 5HW, BL2 5HR, BL2 5HS, BL2 5LA, BL2 5DY, BL2 5LE, BL2 5LF, BL2 5DZ, BL2 6HU, BL2 5LB, BL2 5AU, BL2 5AX, BL2 5AW, BL2 5AN, BL2 5AR, BL2 5AT, BL2 5AP, BL2 5DU, BL2 5DW, BL2 6NL, BL2 6NN, BL2 6NJ, BL2 6NQ, BL2 6NP, BL2 6NR, BL2 6NX, BL2 6LS, BL2 6NA, BL2 6LZ, BL2 6LY, BL2 6LR, BL2 6LP, BL2 6NU, BL2 6NB, BL2 6NH, BL2 6ND, BL2 6PZ, BL2 6QA, BL2 6PY, BL2 6QW, BL2 6QF, BL2 6QZ, BL2 6QY, BL2 6HP, BL2 6JD, BL2 6JF, BL2 6JH, BL2 6JE, BL2 6PA, BL2 6JJ, BL2 6PP, BL2 6PD, BL2 6PB, BL2 6PE, BL2 6PF, BL2 6PQ, BL2 6PG, BL2 6HS, BL2 6HR, BL2 6HT, BL2 6HX, BL2 6HY, BL2 6LT, BL2 6LX, BL2 6LU, BL2 6PS, BL2 6PU, BL2 6AF, BL2 6AB, BL2 6PR, BL2 5NE, BL2 5LU, BL2 5NG, BL2 5NQ, BL2 5NF, BL2 5ND, BL2 5BL, BL2 5AD, BL2 5AL, BL2 5AS, BL2 5AB, BL2 5AE, BL2 5AG, BL2 5EE, BL2 5ED, BL2 5EF, BL2 5AF, BL2 5EH, BL2 5EA, BL2 5AJ, BL2 5AQ, BL2 5AH, BL2 5DS, BL2 6JN, BL2 6JQ, BL2 6JG, BL2 6JU, BL2 6JS, BL2 6JW, BL2 6JR, BL2 6JP, BL2 6JX, BL2 6NZ, BL2 6JL, BL2 6US, BL2 6NY, BL2 6NW, BL2 6UF, BL2 6UA, BL2 6UB, BL2 6UD, BL2 6UE, BL2 6UG, BL2 6UQ, BL2 6TZ, BL2 6TY, BL2 6TX, BL2 6TT, BL2 6NT | CAT D | Type 2
200107 | Harwood | HARWOOD | 2001074CW21 | HARWOOD CONTROL T1 | BL2 5BZ, BL2 5DA, BL2 5DB, BL2 5BY, BL2 5DE, BL2 5DF, BL2 4LA, BL2 4LB, BL2 4LD, BL2 4LU, BL2 4LX, BL2 4BA, BL2 4BB, BL2 4LH, BL2 4LZ, BL2 4LN, BL2 4LW, BL2 4LY, BL2 4NU, BL2 4NS, BL2 4NT, BL2 3QT | CAT D | Type 2
200113 | Lostock | LOSTOCK | 2001134CW01 | AMEC/LYNSTOCK WAY | BL5 3LU, BL6 4SA, BL6 4QR, BL6 4BP, BL6 4TW, BL6 4SE, BL6 4SD, BL6 6SF, BL6 6PQ, BL6 4QE | CAT D | Type 4
200113 | Lostock | LOSTOCK | 2001134CW02 | VERNONS | BL1 7PB, BL1 7PD, BL1 7PS, BL6 6SA, BL6 6SB, BL1 7PR, BL1 7PP, BL1 7PH, BL1 7PJ, BL1 7PA, BL1 7NY, BL1 7NZ, BL1 7NX, BL1 7BX, BL1 7BU, BL1 7BY, BL1 7PX, BL1 7PY, BL6 7NJ, BL6 7DE, BL6 7BW, BL6 7DF, BL6 7HR, BL6 7DG, BL6 7DQ, BL6 7HW, BL6 7HN, BL6 7HP, BL6 7EE, BL6 7EF, BL1 7BT, BL6 6PW, BL6 6PR, BL1 7PT, BL6 6NA, BL6 6PD, BL6 6LP, BL6 6LR, BL6 6LQ, BL6 6LU, BL6 6LG, BL6 6LY, BL6 6NL, BL6 6NN, BL6 6NJ, BL6 6NG, BL6 6NQ, BL6 6LX, BL6 6NB, BL6 6NF, BL6 6ND, BL6 6NH, BL6 6NE, BL6 6LZ, BL6 4SB, BL6 4BL, BL1 7PU, BL6 4BJ, BL6 4BU, BL6 4AY, BL6 4AX, BL6 4BG, BL6 4BQ, BL6 4BY, BL6 4BH, BL6 4BE, BL6 4AN, BL6 4LW, BL6 4LP, BL6 4LR, BL6 4JL, BL6 4NE, BL6 4LN, BL6 4ND, BL6 4LF, BL6 4LE, BL6 4LG, BL6 4AL, BL6 4AW, BL6 4AP, BL6 4AR, BL6 4AS, BL6 4AT, BL6 4AU, BL6 4NW, BL6 4AZ, BL6 4BB, BL6 4BD, BL6 4BS, BL6 6RT, BL6 6RU, BL6 6RS, BL6 6RE, BL6 6PP, BL6 6RG, BL6 6QS, BL6 6RP, BL6 6QX, BL6 6QT, BL6 6QU, BL6 6QR, BL6 6QP, BL6 6QL, BL6 6SJ, BL6 6SH, BL6 6JP, BL6 6TF, BL6 6JR, BL6 6TD, BL6 6TE, BL6 6TJ, BL6 4BA, BL6 4LU, BL6 4NL, BL6 6LN, BL6 6LW, BL6 4NJ, BL6 4LZ, BL6 4LX, BL6 4LY, BL6 4NA, BL6 6NP, BL6 6NR, BL6 6NS, BL6 6NT, BL6 6NU, BL6 6NX, BL6 6NW, BL6 6OX, BL6 6PF, BL6 1OX, BL6 6PT, BL6 6QB, BL6 6QD, BL6 6QE, BL6 6QF, BL6 6QH, BL6 6PS, BL6 6QJ, BL6 6QG, BL6 7PY, BL6 6NZ, BL6 6RR, BL6 6QY, BL6 6QZ, BL6 6RB, BL6 6RA, BL6 6RD, BL6 6RF, BL6 6BQ, BL6 6JZ, BL6 6JT, BL6 6JU, BL6 6JY, BL6 6JX, BL6 6NY, BL6 6LA, BL6 6LD, BL6 6LL, BL6 6LH, BL6 6LJ, BL6 6HH, BL6 6HD, BL6 6HA, BL6 6EZ, BL6 6TZ, BL6 6EX, BL6 6EY, BL6 6DX, BL1 5XZ, BL6 4AG, BL6 6HW, BL6 6HJ, BL6 6HL, BL6 6HF, BL6 6HE, BL6 6HB, BL6 6QN, BL6 6QW, BL6 6PU, BL6 6PX, BL6 6QA, BL6 6PY, BL6 6SD, BL6 6SP, BL6 4QD, BL6 4SD, BL6 6PZ, BL6 6PJ, BL6 6PL, BL6 6TL, BL6 6TN, BL6 6TQ, BL6 6TR, BL6 6TT, BL6 6TS | CAT D | Type 4
200113 | Lostock | LOSTOCK | 2001134CW03 | HOLLYWOOD BOWL | BL6 6JH, BL6 6SX, BL6 6JA, BL6 6RH, BL6 6RJ, BL6 6RN, BL6 6RL, BL6 6SG, BL6 6SN, BL6 6SR, BL6 6SS, BL6 6SQ, BL6 5HT, WN3, BL6 6XX, BL6 6PQ, BL6 6QQ, BL6 6JL | CAT D | Type 4
200113 | Lostock | LOSTOCK | 2001134CW04 | REGENT RD/LOSTOCK WTW | BL6 4JE, BL6 4JF, BL6 4JQ, BL6 4JG, BL6 4NG, BL6 4NQ, BL6 4JH, BL6 4LR, BL6 4LS, BL6 4LT, BL6 4LG, BL6 4LD, BL6 4GF, BL6 4LH, BL6 4DT, BL6 4QT, BL6 4DS, BL6 4DR, BL6 4QS, BL6 4DQ, BL6 4DE, BL6 4DF, BL6 4DG, BL6 4DX, BL6 4DA, BL6 4BX, BL6 4ED, BL6 4GD, BL6 4AJ, BL6 4AL, BL6 4AQ, BL6 4AH, BL6 4AG, BL6 6LS, BL6 6HN, BL6 6HP, BL6 6HR, BL6 6HT, BL6 6HS, BL6 6HU, BL6 6EU, BL6 6JF, BL6 6JE, BL6 6JD, BL6 6JN, BL6 4LU, BL6 6TA, BL6 6LR, BL6 6LE, BL6 6LF, BL6 6LT, BL6 6LG, BL6 6HX, BL6 6JB, BL6 6HZ, BL6 6HY, BL6 6TD, BL6 6TB, BL6 6JG, BL6 6JQ, BL6 6JJ, BL6 6TH, BL6 4DN, BL6 4DD, BL6 4DW, BL6 4DP, BL6 4AF, BL6 4AB, BL6 4AE, BL6 4AA, BL6 4DJ, BL6 4DH, BL6 4DL, BL6 4BF, BL1, BL6 4NU, BL6 4LB, BL6 4NH, BL6 4NB, BL6 4JZ, BL6 4JD, BL6 4NP, BL6 4LA, BL6 4PA, BL6 4PQ, BL6 4PB, BL6 4PH | CAT D | Type 4
200113 | Lostock | LOSTOCK | 2001134CW09 | BRITISH AEROSPACE NO 2 | BL6 4BL, BL6 4BS, BL6 4AD, BL6 4SB, BL6 4SA | CAT D | Type 4
200113 | Lostock | LOSTOCK | 2001134CW10 | TESCO FILLING STN | BL6 6JA, BL6 6LB, BL6 6PE, BL6 6PG, BL6 6JW, BL6 6JL | CAT D | Type 4
200113 | Lostock | LOSTOCK | 2001134CW11 | GT BANK RD NO 2 | BL5 3XU, BL5 2BP, BL5 3XY | CAT D | Type 4
200113 | Lostock | LOSTOCK | 2001134CW12 | TESCO EXTRA | BL6 6JS | CAT D | Type 4
200113 | Lostock | LOSTOCK | 2001134CW13 | MORRIS FOLD PS | BL6 4BT, BL3 4PU, BL3 4PR, BL3 4PP, BL3 4PX, BL3 4XB, BL3 4NL, BL3 4NJ, BL3 4NH, BL3 4ND, BL3 4NB, BL3 4PZ, BL3 4XD, BL3 4NT, BL3 4NW, BL3 4NP, BL3 4NR, BL3 4NN, BL3 4NX, BL3 4TP, BL3 4TA, BL3 4UT, BL3 4UX, BL3 4US, BL3 4UR, BL3 4QG, BL3 4QQ, BL3 4QE, BL3 4QF, BL3 4QD, BL3 4QA, BL3 4PY, BL3 4QB, BL6 4EJ, BL6 4EH, BL6 4RS, BL6 4RL, BL6 4EQ, BL6 4EG, BL6 4EF, BL6 4EE, BL6 4HE, BL6 4RQ, BL6 4RH, BL6 4RD, BL6 4RB, BL6 4RA, BL6 4RT, BL6 4RJ, BL6 4JP, BL6 4EL, BL6 4NN, BL6 4NR, BL6 4JJ, BL3 4UD, BL3 4UH, BL3 4UB, BL3 4UE, BL3 4UQ, BL3 4UF, BL3 4UN, BL3 4UJ, BL3 4UL, BL3 4UP, BL3 4PJ, BL3 4XE, BL3 4RZ, BL3 4RY, BL3 4RU, BL3 4RT, BL3 4RX, BL3 4XA, BL6 4DB, BL6 4DZ, BL6 4DE, BL6 4DY, BL6 4EA, BL6 4BZ, BL6 4DX, BL6 4DU, BL6 4PN, BL6 4JB, BL3 4NS, BL3 4NG, BL3 4NE, BL3 4NQ, BL3 4NF, BL3 4FQ, BL3 4PB, BL3 4NZ, BL3 4NY, BL3 4NU, BL3 4PA, BL3 4PD, BL3 4PN, BL3 4PW, BL3 4PS, BL3 4PT, BL3 4PL, BL3 4PQ, BL3 4PG, BL3 4PE, BL3 4PF, BL3 4PH, BL6 4RW, BL6 4RP, BL6 4RN, BL6 4RR, BL6 4RG, BL6 4RE, BL6 4RF, BL6 4ED, BL3 4UG, BL3 4UY, BL3 4UA, BL3 4TZ, BL3 4TY, BL3 4TX, BL3 4TS, BL3 4TU, BL3 4TT, BL3 4TR | CAT D | Type 4
200205 | Chamberhall | CHAMBERHALL | 2002053CW10 | MAGISTRATES COURT | BL9 9ND, BL9 9NG, BL9 9NA, BL9 9NQ, BL9 9NE, BL9 9NF, BL9 9LZ, BL9 9NT, BL9 9JT, BL9 9NW, BL9 9NU, BL9 9NL, BL9 9NN, BL9 9NH, BL9 0HX, BL9 0HP | CAT D | Type 2
200205 | Chamberhall | CHAMBERHALL | 2002053CW12 | BURY GRAMMAR SCHOOL | BL9 0TZ, BL9 0HH, BL9 0JA, BL9 0JH, BL9 0JB, BL9 0JE, BL9 0JF, BL9 0HN, BL9 0HQ, BL8 2BD, BL8 2AL, BL8 2AZ | CAT D | Type 2
200205 | Chamberhall | CHAMBERHALL | 2002053CW13 | PEEL WAY 'A' | BL9 6BU, BL9 6DW, BL9 6EY, BL9 6NA, BL9 6YA, BL9 6EG, BL9 6HD, BL9 6EQ, BL9 6EB, BL9 6ED, BL9 6HH, BL9 6BQ, BL9 6EZ, BL9 6EX, BL9 6DN, BL9 6EE, BL9 5AQ, BL9 5AL, BL9 6AF, BL9 5AN, BL9 5AW, BL9 5AJ, BL9 5BZ, BL9 5AE, BL9 5AF, BL9 5AG, BL9 6DT, BL9 6DY, BL9 6DU, BL9 6DR, BL9 7AF, BL9 6AH, BL9 6HF, BL9 5BY | CAT D | Type 2
200205 | Chamberhall | CHAMBERHALL | 2002053CW14 | EUROPA HS BARCROFT ST | BL9 6NY, BL9 6NX, BL9 6PE, BL9 6PF, BL9 6PD, BL9 6NZ, BL9 5DG, BL9 5DQ, BL9 5DJ, BL9 5DT, BL9 5DF, BL9 5DU, BL9 5DX, BL9 5DY, BL9 5EG, BL9 5DS, BL9 5EE, BL9 5EF, BL9 6NH, BL9 6NG, BL9 6NL, BL9 6NP, BL9 6NW, BL9 6NN, BL9 6NQ, BL9 5DH, BL9 5DZ, BL9 5DE, BL9 5EH, BL9 5EJ, BL9 5AZ, BL9 5AY, BL9 6LL, BL9 6LR, BL9 6LN, BL9 6LP, BL9 6LW, BL9 5BW, BL9 5AS, BL9 5BH, BL9 5AA, BL9 5BL, BL9 5AU, BL9 5AT, BL9 5AN, BL9 5AR, BL9 5AW, BL9 5AB, BL9 5BB, BL9 5BA, BL9 5BE, BL9 5BJ, BL9 5BS, BL9 5BP, BL9 5BR, BL9 5BQ, BL9 5BG, BL9 5DR, BL9 5EA, BL9 5EB, BL9 5ED, BL9 5EQ, BL9 5DW, BL9 5DN, BL9 5DL, BL9 5DP, BL9 6QF, BL9 6PT, BL9 6PN, BL9 6PR, BL9 6PP, BL9 6PS, BL9 6QN, BL9 6PW, BL9 6PQ, BL9 6NT, BL9 6WF, BL9 6WD, BL9 6WH, BL9 6WG | CAT D | Type 2
200205 | Chamberhall | CHAMBERHALL | 2002053CW15 | CROSTONS RD | BL8 1BW, BL8 1AU, BL8 1BB, BL8 1AT, BL8 1JN, BL8 1AE, BL8 1DE, BL8 1BL, BL8 1BJ, BL8 1BD, BL8 1BN, BL8 1BP, BL8 1BR, BL8 1BZ, BL8 1LE, BL8 1LB, BL8 1LF, BL8 1PB, BL8 1NY, BL8 1NZ, BL8 1LZ, BL8 1NW, BL8 1NP, BL8 1PY, BL8 1AD, BL8 1PA, BL8 1LJ, BL8 1LH, BL8 1AL, BL8 1AN, BL8 1AP, BL8 1AJ, BL8 1AQ, BL8 1AF, BL8 1PD, BL8 1LL, BL8 1AS, BL8 1BE, BL8 1BH, BL8 1DA, BL8 1AR, BL8 1BY, BL8 1UR, BL8 1UU, BL8 1US, BL8 1UP, BL8 1UY, BL8 1UX, BL8 1AA, BL8 1DS, BL8 1DY, BL8 1EJ, BL8 1DZ, BL8 1DR, BL8 1DN, BL8 1DP, BL8 1EA, BL8 1EB, BL8 1BA, BL8 1AZ, BL8 1DX, BL8 1DU, BL8 1DJ, BL8 1DT, BL8 1DW, BL8 1DH, BL8 1ER, BL8 1EG, BL8 1BX, BL8 1AX, BL8 1LP, BL8 1NX, BL8 1LQ, BL8 1LG, BL8 1LW, BL8 1AW, BL8 1UG, BL8 1OX, BL8 1AH, BL8 1ND, BL8 1LR, BL8 1JW, BL8 1EP, BL8 1XA, BL8 1EL, BL8 1EN, BL8 1EW, BL8 1JP, BL8 1ES, BL8 1EQ, BL8 1XQ, BL8 1XF, BL8 1XG, BL8 1XE, BL8 1XD, BL8 1XB, BL8 1XH, BL8 1XJ, BL8 1XL, BL8 1XN, BL8 1XS, BL8 1XU, BL8 1XW, BL8 1XP, BL8 1XR, BL8 1BS, BL8 1BT, BL8 1BU | CAT D | Type 2
200205 | Chamberhall | CHAMBERHALL | 2002053CW19 | LR BANK ST | BL9 0TD, BL9 0TE, BL9 0TG, BL9 0TF, BL9 0TJ, BL9 9BG, BL9 9BW, BL9 9BN, BL9 9BQ, BL9 9BL, BL9 9BJ, BL9 9AS, BL9 9BH, BL9 0UE, BL9 0BG, BL9 9BB, BL9 9HR, BL9 9HW, BL9 9HN, BL9 9HS, BL9 9HT, BL9 9HF, BL9 9AT, BL9 9AY, BL9 9AX, BL9 9HD, BL9 9HU, BL9 9HP, BL9 9HQ, BL9 9HH, BL9 9BP, BL9 9BS, BL9 9BR, BL9 9AU, BL9 9JY, BL9 9JU, BL9 9JX, BL9 9BD, BL9 0TS, BL9 5NP, BL9 0TL, BL9 0TP, BL9 0TN, BL9 0TW, BL9 0TH, BL9 0TR, BL9 0TU, BL9 0TT, BL9 0TX, BL9 0TB, BL9 0TY, BL9 0TA, BL9 0SX, BL9 0SZ, BL9 0SY, BL9 0UA, BL9 0UD, BL9 0UH, BL9 0UF, BL9 0AQ, BL9 0SW, BL9 0DG, BL9 0DZ, BL9 0EA, BL9 0DD, BL9 0DF, BL9 0DR, BL9 0ST, BL9 0ED, BL9 0DX, BL9 0EB, BL9 0DT, BL9 0EZ, BL8 1AA, BL8 4NR, BL9 0LL, BL9 0LN, BL9 0LP, BL9 0HF, BL9 0HS, BL9 0HE, BL9 0JW, BL9 0HD, BL8 0HE, BL9 0EY, BL9 0HQ, BL9 0AL, BL9 0EG, BL9 5LX | CAT D | Type 2
200205 | Chamberhall | CHAMBERHALL | 2002053CW20 | BOLTON ST BURY | BL9 0BE, BL9 9AL, BL9 9DZ, BL9 9EA, BL9 9EB, BL9 9AN, BL9 9AW, BL9 9DD, BL9 9DE, BL9 9DJ, BL9 9DF, BL9 9JW, BL9 9DG, BL9 9DH, BL9 9DQ, BL9 9AA, BL9 9AD, BL9 9AE, BL9 9AF, BL9 9AH, BL9 9AQ, BL9 9AG, BL9 9AJ, BL9 7ED, BL9 0RU, BL9 0RY, BL9 9BG, BL9 9BL, BL9 9BJ, BL9 9AB, BL9 9AR, BL9 9EG, BL9 0DE, BL9 9HB, BL9 0BB, BL9 0BQ, BL9 0BG, BL9 0BZ, BL9 9AP, BL9 9JP, BL9 9HX, BL9 9HY, BL9 9JA, BL9 9HZ, BL9 9JN, BL9 9JQ, BL9 9JG, BL9 0LB, BL9 0JP, BL9 0NY, BL9 0DP, BL9 0DJ, BL9 0EU, BL9 0AN, BL9 0HB, BL9 0DA, BL9 0AY, BL9 0JR, BL9 0YB, BL9 0LA, BL9 0LL, BL9 0EY, BL9 0EX, BL9 0ER, BL9 0DH, BL9 0HG, BL9 0DL, BL9 0DN, BL9 3AZ, BL9 0DZ, BL9 0AJ, BL9 0AB, BL9 0LT, BL9 0LG, BL9 0NL, BL9 0LY, BL0 9BA, BL9 0EN, BL9 0DN, BL9 0LQ, BL0 9HX, BL9 0EZ | CAT D | Type 2
200205 | Chamberhall | CHAMBERHALL | 2002053CW21 | CLARENDON ST/COLOURCARE | BL9 6EN, BL9 6HA, BL9 6EL, BL9 6EP, BL9 6ER, BL9 6ES, BL9 6ET, BL9 6EU, BL9 6NS, BL9 6EW, BL9 6LG, BL9 6LQ, BL9 6LH, BL9 6JA, BL9 6LL, BL9 6LP, BL9 6LW, BL9 6ND, BL9 6NB, BL9 6NR, BL9 6NE, BL9 6NF, BL9 6EJ, BL9 6LS, BL9 6NA, BL9 6LY, BL9 6SS, BL9 6EB, BL9 6LX, BL9 6LT, BL9 6EE, BL9 6LU, BL9 6HD, BL9 6HE | CAT D | Type 2
200205 | Chamberhall | CHAMBERHALL | 2002053CW22 | HARVARD RD | BL8 2AA, BL8 2AQ, BL8 2AB, BL8 2AD, BL9 0JU | CAT D | Type 2
200205 | Chamberhall | CHAMBERHALL | 2002053CW23 | PEEL MILL NO 2 | BL8 1DH, BL8 1EB, BL8 1EF, BL8 1EY, BL8 1EZ, BL8 1HN, BL8 1HU, BL8 1HX, BL8 1HS, BL8 1HR, BL8 1HZ, BL8 1HP, BL8 1HJ, BL8 1HA, BL8 1HD, BL8 1HH, BL8 1JW, BL8 1HB, BL8 1EX, BL8 1ET, BL8 1HG, BL8 1HQ, BL8 1ES, BL8 1ER, BL8 1JU, BL8 1GS, BL8 4LW, BL8 1YE, BL8 4LU, BL8 4PL, BL8 4PN, BL8 4PP, BL8 4PW, BL8 4LN, BL8 1XX, BL8 4LT, BL0 9AZ, BL9 5HL, BL9 5HD, BL9 5HE, BL9 5HF, BL9 5HG, BL9 5HQ, BL9 5HH, BL9 5HJ, BL9 6NY, BL9 6PD, BL9 6PB, BL9 6PA, BL8 1HW, BL8 1HT, BL8 1HY, BL8 1JE, BL8 1JF, BL8 1HE, BL8 1JA, BL8 1HF, BL8 1JB, BL8 1DL, BL8 1ED, BL8 1EH, BL8 1EE, BL8 1PN, BL8 1JJ, BL8 1JR, BL8 1JD, BL8 1JH, BL8 1JG, BL8 1JL, BL8 1JQ, BL8 1JT, BL8 1JS, BL8 4LS, BL8 1YA, BL8 1YB, BL8 1YF, BL8 1XZ, BL8 1XY, BL8 1YH, BL8 1YQ, BL8 1YG, BL8 1YD, BL8 1DA | CAT D | Type 2
200205 | Chamberhall | CHAMBERHALL | 2002053CW24 | PERCY ST | BL9 6SY, BL9 6TB, BL9 6TA, BL9 6SZ, BL0 6TH, BL9 6SX, BL9 6TD, BL9 6TE, BL9 7TG, BL9 7TB, BL9 7TE, BL9 7SR, BL9 7SU, BL9 7SL, BL9 7SJ, BL9 7SS, BL9 7SQ, BL9 7SP, BL9 7TH, BL9 7TL, BL9 7TP, BL9 7TF, BL9 7TS, BL9 7TR, BL9 7TQ, BL9 7TJ, BL9 7TN, BL9 7TW, BL9 7TT, BL9 7GD, BL9 6UL, BL9 5NL, BL0 0RS, BL9 6TT, BL9 6TU, BL9 6TS, BL9 6UR, BL9 6TZ, BL9 6UN, BL9 7TY, BL9 7TU, BL9 7TX, BL9 7TZ, BL9 6UT, BL9 6UB, BL9 6UA, BL9 7RP, BL9 7RR, BL9 7RW, BL9 6TP, BL9 6UH, BL9 7RS, BL9 7RU, BL9 6UQ, BL9 7RN, BL9 6UJ, BL9 6HT, BL9 6BY, BL9 6BX, BL9 6BZ, BL9 6DB, BL9 6DA, BL9 6HY, BL9 6JA, BL9 6JB, BL9 6UP, BL9 6XA, BL9 6US, BL9 6UU, BL9 6TR, BL9 6SS, BL9 6ST, BL9 6SU, BL9 6UW, BL9 6AT, BL9 6TX, BL9 6TY, BL9 6TH | CAT D | Type 2
200211 | Heady Hill | HEADY HILL | 2002113CW13 | TRIPPEAR WAY | OL10 2TL, OL10 3AJ, OL10 3BD, OL10 3BH, OL10 3EN, OL10 3EW, OL10 3AD, OL10 3AB, OL10 3AE, OL10 3AF, OL10 1HN, OL10 1HG, OL10 3BA, OL10 3AX, OL10 3AR, OL10 3AG, OL10 3BB, OL10 3EF, OL10 3BE, OL10 1EZ, OL10 1HB, OL10 1HD, OL10 3BN, OL10 3BP, OL10 3DH, OL10 2TS, OL10 3BQ, OL10 3BG, OL10 3EE, OL10 3EA, OL10 3HG, OL10 3BJ, OL10 3DZ, OL10 3DY, OL10 2TA, OL10 3DX, OL10 3EB, OL10 3DR, OL10 3DS, OL10 3DT, OL10 3DU, OL10 3DJ, OL10 3DL, OL10 3DN, OL10 3DW, OL10 3DQ, OL10 3ED, OL10 2TT, OL10 3EZ, OL10 1JB, OL10 1JF, OL10 3ER, OL10 3ES, OL10 3EP, OL10 3AA, OL10 3EL, OL10 3EG, OL10 3EJ, OL10 3EH, OL10 3EQ, OL10 1JH, OL10 1JL, OL10 1JN, OL10 3AQ, OL10 3AH, OL10 1HJ, OL10 3AN, OL10 3AY, OL10 1AS, OL10 1AZ, OL10 1HP, OL10 1HL, OL10 1HH, OL10 3AU, OL10 3AT, OL10 3AW, OL10 1AH, OL10 3AS, OL10 3AP, OL10 1AE, OL10 3BL | CAT D | Type 2
200211 | Heady Hill | HEADY HILL | 2002113CW14 | BANFF GR/ANGUS AVE | OL10 3JA, OL10 3SP, OL10 3RP, OL10 3RN, OL10 3RJ, OL10 3RL, OL10 3RE, OL10 3RQ, OL10 3RR, OL10 3RS, OL10 3SW, OL10 3RU, OL10 3RX, OL10 3PZ, OL10 1EU, OL10 3SN, OL10 3SF, OL10 3SE, OL10 3RT, OL10 3SH, OL10 3SD, OL10 3SB, OL10 3RY, OL10 3SA, OL10 3QW, OL10 3QD, OL10 3LX, OL10 3NW, OL10 3LU, OL10 3NN, OL10 3NH, OL10 3NB, OL10 3ND, OL10 3NR, OL10 3NJ, OL10 3NL, OL10 3LQ, OL10 3LG, OL10 3RA, OL10 3RD, OL10 3RG, OL10 3JD, OL10 3NP, OL10 3RF | CAT D | Type 2
200211 | Heady Hill | HEADY HILL | 2002113CW15 | DORIS MILL | OL10 4TJ, OL10 4TL, OL10 4UN, OL10 4UJ, OL10 4TN, OL10 4TW, OL10 4XD, OL10 4TU, OL10 4TR, OL10 4TS, OL10 4TT, OL10 4TP, OL10 4PP, OL10 4PW, OL10 4PR, OL10 4PX, OL10 4PT, OL10 4PS, OL10 4RG, OL10 4RS, OL10 3JX, OL10 3JY, OL10 3JN, OL10 3JW, OL10 3JU, OL10 3JR, OL10 4RQ, OL10 4RD, OL10 4QU, OL10 4QN, OL10 4QX, OL10 4XR, OL10 4RB, OL10 4XP, OL10 4TB, OL10 4RE, OL10 4RF, OL10 3JJ, OL10 3JH, OL10 3JF, OL10 3JG, OL10 3JQ, OL10 3HX, OL10 3JD, OL10 3JE, OL10 4SY, OL10 4SE, OL10 4SN, OL10 4SL, OL10 4RX, OL10 4RT, OL10 4RR, OL10 4RP, OL10 4SH, OL10 4SQ, OL10 4SG, OL10 4SF, OL10 4RL, OL10 4RW, OL10 4RN, OL10 4RH, OL10 4SS, OL10 4SW, OL10 4PZ, OL10 4QP, OL10 4XW, OL10 7FW, OL10 4FF, OL10 4TD, OL10 4SP, OL10 4SJ, OL10 4RU, OL10 4SD, OL10 4RY, OL10 4RZ, OL10 4SB, OL10 4SA, OL10 4SU, OL10 4SZ, OL10 4ST, OL10 4SX, BL9 7HT, BL9 7HZ, BL9 7HX, BL9 7HY, BL9 7HR, BL9 7JX, BL9 7LB, BL9 7JU, BL9 7JR, BL9 7HS, BL9 7JY | CAT D | Type 2
200211 | Heady Hill | HEADY HILL | 2002113CW19 | BURY OLD RD | OL10 3JS, OL10 3JT, OL10 3JP, OL10 3JJ, OL10 3JL, OL10 3JF, OL10 3LA, OL10 3JE, OL10 3LJ, OL10 3LL, OL10 3LN, OL10 3LH, OL10 3LG, OL10 3LW, OL10 3NA, OL10 3NB, OL10 3NP, OL10 3SN, OL10 3SJ, OL10 3SF, OL10 3SQ, OL10 3QW, OL10 3QQ, OL10 3QF, OL10 3QN, OL10 3QL, OL10 3QJ, OL10 3SG, OL10 3PD, OL10 3PJ, OL10 3PG, BL9 7JA, OL10 3PQ, OL10 3PH, BL9 7JB, OL10 3LU, OL10 3LT, OL10 3NT, OL10 3LZ, OL10 3LY, OL10 3LP, OL10 3LS, OL10 3NR, OL10 2TT, OL10 2TS, OL10 2TR | CAT D | Type 2
200211 | Heady Hill | HEADY HILL | 2002113CW20 | GEORGE ST HEYWOOD | OL11 5PN, OL11 5QY, OL16 4JD, OL10 4BB, OL10 4BA, OL11 5NT, OL11 5PQ, OL11 5UX, OL10 4AT, OL11 5NW, OL10 4PW, OL10 4XD, OL10 4PG, OL10 4PF, OL10 4PD, OL10 4JS, OL10 4PN, OL10 4LZ, OL10 4TW | CAT D | Type 2
200211 | Heady Hill | HEADY HILL | 2002113CW21 | LIVESEY LN | OL10 4XH, OL10 4XJ, OL10 4SY, OL10 4QL, OL10 4QH, OL10 4QJ, OL10 4PY, OL10 4QD, OL10 4QE, OL10 4QF, OL10 4QQ, OL10 4QT, OL10 4QU, OL10 4QS, OL10 4QR, OL10 4XN, OL10 4XL, OL10 4QN, OL10 4QW, OL10 4SR, OL10 4XE, OL10 4PZ, OL10 4QZ, OL10 4QA, OL10 4QB, OL10 1JG, OL10 4PW, OL10 3HH, OL10 3DD, OL10 3AA, OL10 4PJ, OL10 1JF, OL10 1JB, OL10 4PF, OL10 4PQ, OL10 4PH, OL10 1EY, OL10 1EX, OL10 1ES, OL10 1ER, OL10 1ET, OL10 1EU, OL10 1EN, OL10 1EL, OL10 1EW, OL10 1EJ, OL10 1JW, OL10 1JP, OL10 3BZ, OL10 3BY, OL10 3BU, OL10 3BX, OL10 3EY, OL10 3EX, OL10 3BT, OL10 3EZ, OL10 3HA, OL10 3EU, OL10 3ET, OL10 3BS, OL10 3BP, OL10 3BF, OL10 3DP, OL10 3JB, OL10 3HS, OL10 3DF, OL10 3DG, OL10 4QG, OL10 3HU, OL10 3JD, OL10 3HY, OL10 3HZ, OL10 3HR, OL10 3DE, OL10 3HP, OL10 3DA, OL10 3DB, OL10 3HJ, OL10 3HL, OL10 3HN, OL10 3HW, OL10 3HE, OL10 3HB, OL10 3NT, OL10 3HQ | CAT D | Type 2
200212 | Campbell St | HEAP BRIDGE | 2002123CW12 | TETROSYL/TETROSYL C BRIDGE HALL | BL9 7NY | CAT D | Type 2
200212 | Campbell St | HEAP BRIDGE | 2002123CW13 | PILSWORTH GENERATION/HEYWOOD IND EST B | OL10 2TS | CAT D | Type 2
200212 | Campbell St | HEAP BRIDGE | 2002123CW14 | B & Q | BL9 7PJ, BL9 7NT, BL9 7PE, BL9 7NX, BL9 7PR, BL9 7PB, BL9 7SH, BL9 7NY, BL9 7PD, BL9 7LG, BL9 7AW, BL9 7NP | CAT D | Type 2
200212 | Campbell St | HEAP BRIDGE | 2002123CW15 | WATERFOLD BUS PK | BL9 7BR, BL9 7BQ | CAT D | Type 2
200212 | Campbell St | HEAP BRIDGE | 2002123CW19 | HEAP BRIDGE LOCAL | BL9 0SB, BL9 7EF, BL9 7EA, BL9 0RU, BL9 0RX, BL9 0RY, BL9 0SG, BL9 0SJ, BL9 0SR, BL9 0SQ, BL9 0SH, BL9 0SL, BL9 0SA, BL9 0RW, BL9 7EQ, BL9 0BL, BL9 7ET, BL9 7ES, BL9 7EG, BL9 7ER, BL9 7EP, BL9 7EW, BL9 7EL, BL9 7EH, BL9 7EJ, BL9 7EN, BL9 9EP, BL9 7EY, BL9 7EX, BL9 7HJ, BL9 7BD, BL9 7HQ, BL9 7HG, BL9 7HH, BL9 7DY, BL9 7HF, BL9 7HD, BL9 7HE, BL9 7HB, BL9 7LE, BL9 7HL, BL9 7PT, BL9 7JG, BL9 7JJ, BL9 7HN, BL9 7HU, OL10 7HU, BL9 7HW, BL9 7JR, BL9 7JW, BL9 7JN, BL9 7JS, BL9 7JP, BL9 7JD, BL9 7JE, BL9 7JB, BL9 7JF, BL9 7JH, BL9 7JQ, BL9 7JT, BL9 7TJ | CAT D | Type 2
200212 | Campbell St | HEAP BRIDGE | 2002123CW20 | TRANSPARENT PAPER | BL9 6JF, BL9 6JG, BL9 6JJ, BL9 6JN, BL9 6JL, BL9 6JP, BL9 6JR, BL9 6JS, BL9 6JT, BL9 6JW, OL10 4RJ, BL9 7RZ, BL9 7LN, BL9 7LP, BL9 7LU, BL9 7RG, BL9 7SA, BL9 7RX, BL9 7TB, BL9 7ST, BL9 7RY, BL9 7SN, BL9 7SR, BL9 7SJ, BL9 7SL, BL9 7RF, BL9 7SQ, BL9 7SG, BL9 7SB, BL9 7SE, BL9 7NL, BL9 7SF, BL9 7RQ, BL9 7SH, BL9 7NQ, BL9 7LS, BL9 7LT, BL9 7RH, BL9 7RJ, BL9 7RL, BL9 7RP, BL9 7RR, BL9 7RN, BL9 7TA, BL9 7OX, BL9 7SW, BL9 7TD, BL9 6JZ, BL9 6LD, BL9 6LJ, BL9 6JD, BL9 6JE, BL9 6JQ, BL9 6JH, BL9 6HR, BL9 6LB, BL9 6LA, BL9 6JY, BL9 6JX, BL9 6JU, BL9 6UG, BL9 7PE, BL9 7PG, BL9 7PQ, BL9 7PF, BL9 7NY, BL9 7NZ, BL9 7UE, BL9 7AW, BL9 7LD, BL9 7LE | CAT D | Type 2
200212 | Campbell St | HEAP BRIDGE | 2002123CW21 | HEAP BRIDGE SW STN | BL9 7JL, BL9 7JZ, BL9 7JJ | CAT D | Type 2
200212 | Campbell St | HEAP BRIDGE | 2002123CW22 | OUR LADY OF LOURDES | OL10 3QE, OL10 3QF, OL10 3QG, OL10 3QH, OL10 3PZ, OL10 3QB, OL10 3PY, OL10 3QA, OL10 3PX, OL10 3PU, OL10 3PR, OL10 3PN, OL10 3LR, OL10 3LT, OL10 3LS, OL10 3PP, OL10 3PB, OL10 3PS, OL10 3PT, OL10 3PD, OL10 3PF, OL10 3PQ | CAT D | Type 2
200404 | UPHOLLAND | UPHOLLAND | 2004044CW13 | DELPHSIDE CL | WN5 7TD, WN5 7LB, WN5 7TB, WN5 7LA, WN5 8TQ, WN5 7AS, WN5 7AT, WN5 8SU, WN5 8TH, WN5 8TN, WN5 8TL, WN5 8TF, WN5 8TG, WN5 8TE, WN5 8TD, WN5 8TJ, WN5 8SE, WN8 8TJ, WN5 7XH, WN5 7XE, WN5 7XG, WN5 7XD, WN5 7XA, WN5 8UB, WN5 8TP, WN5 8TT, WN5 8TR, WN5 8TS, WN5 8TZ, WN5 8UD, WN5 7NW, WN5 7NH, WN5 7NN, WN5 7NJ, WN5 7NL, WN5 7NP, WN5 7PZ, WN5 7NU, WN5 7LX, WN5 7LU, WN5 7LY, WN5 7LT, WN5 7LS, WN5 7LR, WN5 7HA, WN5 7LP, WN5 7JA, WN5 7HR, WN5 7HE, WN5 7HD, WN5 7NG, WN5 7HS, WN5 7HU, WN5 7HT, WN5 7XR, WN5 7HB, WN5 7ND, WN5 7NF, WN5 7NR, WN5 7NS, WN5 7NT, WN5 7NE, WN5 7NB, WN5 7LN, WN5 7LJ, WN5 7LL, WN5 7LD, WN5 7LE, WN5 7LF, WN5 7LG, WN5 7LQ, WN5 7LH, WN5 7QL, WN5 7QN, WN5 7QR, WN5 7QW, WN5 7QP, WN5 7QJ, WN5 7QH, WN5 7BW, WN5 7QZ, WN5 7QT, WN5 7QU, WN5 7QX, WN5 7QY, WN5 7RX, WN5 7RY, WN5 7SF, WN5 7SE, WN5 7PF, WN5 7QS, WN5 7PE, WN5 7PJ, WN5 7PL, WN5 7PQ, WN5 7PG, WN5 7PH, WN5 7PW, WN5 7PN, WN5 7QQ, WN5 7QE, WN5 7QF, WN5 7QG, WN5 7PB, WN5 7PD, WN5 7NX, WN5 7TX, WN5 7TS, WN5 7TW, WN5 7TH, WN5 7TJ, WN5 7TE, WN5 7UD, WN5 7UB, WN5 7TN, WN5 7TF, WN5 7TG, WN5 7TQ, WN5 7QA, WN5 7PA, WN5 7HY, M31 4AE, WN5 7TT, WA11 8RN, WN5 7HG, WA11 8RL, WA11 8PW, WN8 9QN, WN8 9QL, WA11 8RW, WN5 7HQ, WN5 7HF, WN5 7JB, WN5 7XF | CAT D | Type 2
200404 | UPHOLLAND | UPHOLLAND | 2004044CW14 | SEFTON AVE | WN5 8QU, WN5 8QZ, WN5 8QY, WN5 8RH, WN5 8RJ, WN5 8RL, WN5 8RN, WN5 8QX, WN5 8RW, WN5 8UP, WN5 8UJ, WN5 8UL, WN5 8UW, WN5 8UN, WN5 8TP, WN5 8TW, WN5 8SJ, WN5 8SA, WN5 8RR, WN5 8RS, WN5 8SH, WN5 8SL, WN5 8RT, WN5 8RY, WN5 8RU, WN5 8HQ, WN5 8NP, WN5 8HG, WN5 8QH, WN5 8QJ, WN5 8QL, WN5 8RP, WN5 8RQ, WN5 8SN, WN5 8ND, WN5 8NB, WN5 8NA, WN5 8NT, WN5 8NY, WN5 8PE, WN5 8PF, WN5 8NS, WN5 8QD, WN5 8PP, WN5 8PR, WN5 8PU, WN5 8PX, WN5 8NR, WN5 8PT, WN5 8PS, WN5 8PG, WN5 8PJ, WN5 8NZ, WN5 8PA, WN5 8PB, WN5 8PD, WN5 8PQ, WN5 8PH, WN5 8TG, WN5 8UT, WN5 8US, WN5 8UR, WN5 8TA, WN5 8SY, WN5 8SZ, WN5 8TU, WN5 8TX, WN5 7AA, WN5 8TY, WN5 8SX, WN5 8SU, WN5 8ST, WN5 8SS, WN5 8UU, WN5 8TB, WN5 8TE, WN5 8SW, WN5 8SR, WN5 8SQ, WN5 8SP, WN5 8SG, WN5 8SF, WN5 8RZ, WN5 8SB, WN5 8SD, WN5 8RF, WN5 8RG, WN5 8UY, WN5 8UX, WN5 0JH, WN5 8PN, WN5 8PW, WN5 8PL, WN5 8QB | CAT D | Type 2
200404 | UPHOLLAND | UPHOLLAND | 2004044CW15 | GROVE RD/GANTLEY RD/SMETHURST RD | WN8 0QF, WN8 0QR, WN8 0QE, WN8 0QS, WN8 0QT, WN8 0EP, WN8 0ER, WN8 0PY, WN8 0EW, WN8 0QD, WN8 0LL, WN8 0LJ, WN8 0LH, WN8 0LG, WN8 0EN, WN8 0HB, WN8 0HA, WN8 0QZ, WN8 0LD, WN5 7DN, WN5 7DW, WN5 7DR, WN5 7DS, WN5 7DL, WN5 7BU, WN5 7DE, WN5 7DG, WN5 7DF, WN5 7BL, WN5 7BN, WN5 7BZ, WN5 7BT, WN5 7DJ, WN5 7DD, WN5 7DB, WN5 7BF, WN5 7EF, WN5 7DT, WN5 7EU, WN5 7EG, WN5 7EN, WN5 7EB, WN5 7EX, WN5 7DX, WN5 7DY, WN5 7EP, WN5 7EW, WN5 7EA, WN5 7DZ, WN5 7EY, WN5 7EZ, WN5 7DU, WN5 7EJ, WN5 7EL, WN5 7JU, WN5 7JX, WN5 7JZ, WN5 7JY, WN5 7EQ, WN5 7EH, WN5 7ER, WN5 7JH, WN5 7JA, WN5 7JD, WN5 7JE, WN5 7JG, WN5 7JF, WN5 7JQ, WN5 7JP, WN5 7JJ, WN5 7JL, WN5 7JS, WN5 7JW, WN5 7JN, WN5 7JR, WN5 7JT, WN5 7HZ, WN8 0QY, WN5 8RB, WN5 7GA, WN5 7GB, WN5 7GL, WN5 7GE | CAT D | Type 2
200404 | UPHOLLAND | UPHOLLAND | 2004044CW19 | UPHOLLAND SEC MOD SCH | WN5 7AL, WN5 8UB, WN5 8UA, WN5 7AN, WN5 7AW, WN5 7AJ, WN5 7AA, WN5 7AD, WN5 7AE, WN5 7DN, WN5 7DJ, WN5 7DH, WN5 7DB, WN5 7AF, WN5 7AG, WN5 7AY, WN5 7BA, WN5 7BB, WN5 7AZ, WN5 7AT, WN5 7AX, WN5 7AU, WN5 7BL, WN5 7BG, WN5 7DQ, WN5 7BJ, WN5 7BQ, WN5 7BE, WN5 7BH, WN5 7BN, WN5 7BT, WN5 7BY, WN5 7BS, WN5 7BX, WN5 7DA, WN5 7BP, WN5 7AR, WN5 7AB, WN5 7PY, WN5 7PU, WN5 7PX, WN5 7PR, WN5 7PP, WN5 7PT, WN5 7NY, WN5 7QD, WN5 7NX, WN5 7NZ, WN5 7PE, WN5 7PS, WN5 7TT, WN5 7TX, WN5 7UE, WN5 7TP, WN5 7TR, WN5 7SF, WN5 7SB, WN5 7QU, WN5 7QT, WN5 7TW, WN5 7PB, WN5 7RX, WN5 7RZ, WN5 7SA, WN5 7TY, WN5 7TU, WN5 7SD, WN5 7QR, WN5 7TZ, WN5 7EZ, WN5 7EY, WN5 7DT, WN5 7DW, WA11 8RP | CAT D | Type 2
200404 | UPHOLLAND | UPHOLLAND | 2004044CW20 | LAWNS AVE | WN8 9QB, WN8 9PU, WN8 9QQ, WN8 9QJ, WN8 9QG, WN8 0DS, WN8 0DR, WN8 9QD, WN5 8UH, WN5 8UD, WN5 8UQ, WN5 8UE, WN5 8UG, WN5 8UF, WN8 0DE, WN8 0DT, WN8 9RD | CAT D | Type 2
200404 | UPHOLLAND | UPHOLLAND | 2004044CW21 | ALMA HILL | WN8 0BE, WN8 0BG, WN8 0BQ, WN8 0BH, WN8 0BJ, WN8 0BL, WN8 0BN, WN5 9EA, WN8 0BP, WN8 0JA, WN8 0HP, WN8 0HS, WN8 0HR, WN8 0JG, WN8 0JJ, WN8 0JL, WN8 0JP, WN8 0HU, WN8 0AQ, WN8 0HT, WN8 0AF, WN8 0AL, WN8 0AH, WN8 0RR, WN8 0HJ, WN8 0HH, WN8 0HZ, WN8 0JD, WN8 0JE, WN8 0JH, WN8 0AG, WN8 0HX, WN8 0HY, WN8 0JB, WN8 0JN, WN8 0PB, WN8 0EN, WN8 0HL, WN8 0HN, WN8 0HW, WN8 0AJ, WN8 0PD, WN8 0DU, WN8 0PE, WN8 0DX, WN8 0PF, WN8 0NR, WN8 0HG, WN8 0HB, WN8 0HF, WN8 0HE, WN8 0HD, WN8 0NP, WN8 0LW, WN8 0LT, WN8 0LP, WN8 0LS, WN8 0LR, WN8 0LU, WN8 0LN, WN8 8EH, WN8 0NL, WN8 0NW, WN8 0NN, WN8 0ND, WN8 0NF, WN8 0NE, WN8 0PG, WN8 0DT, WN8 0NY, WN8 0NJ, WN8 0NH, WN8 0NZ, WN8 0NU, WN8 0NX, WN8 0NS, WN8 0NQ, WN8 0NT, WN8 0DQ, WN8 0DY, WN8 0DW, WN8 0DZ, WN5 8QE, WN5 8QF, WN5 8RB, WN5 0LH, WN5 0LJ, WN5 0LL, WN5 0LN, WN5 0LW, WN5 8QZ, WN5 8RA, WN6 8JD | CAT D | Type 2
200406 | KITT GREEN | KITT GRN | 2004063CF24 | AVALON PACKAGING/MARTLAND PK | WN5 0LB, WN5 0LU, WN5 0JY | CAT D | Type 2
200406 | KITT GREEN | KITT GRN | 2004063CW11 | UNITED NEWSPAPERS/BICC/SCOT LN | WN5 0LQ, WN5 0LG, WN5 0LF, WN5 0LR, WN5 0LB | CAT D | Type 2
200406 | KITT GREEN | KITT GRN | 2004063CW14 | KITT GRN SW STN | WN5 0DA, WN5 0DB, WN5 0DG, WN5 0DQ, WN5 0DH, WN5 0DJ, WN5 0DF, WN5 0EA, WN5 0DD, WN5 0DN, WN5 0DE, WN5 0EB, WN5 0DW, WN5 0DL, WN5 0DZ, WN5 0DY, WN5 0ED, WN5 0BN, WN5 0BS, WN5 0BT, WN5 0BP | CAT D | Type 2
200406 | KITT GREEN | KITT GRN | 2004063CW15 | PRESCOTT LN/PORTERSWOOD | WN5 0JR, WN5 0JS, WN5 0JU, WN5 0JT, WN5 0HS, WN5 0JJ, WN5 0JH, WN5 0HZ, WN5 0HA, WN5 0HB, WN5 0HD, WN5 0HE, WN5 0HT, WN5 0JX, WN5 0JP | CAT D | Type 2
200406 | KITT GREEN | KITT GRN | 2004063CW20 | MAYFIELD | WN5 0HW, WN5 0HN | CAT D | Type 2
200406 | KITT GREEN | KITT GRN | 2004063CW21 | NORLEY QUARRY | WN5 0UJ, WN5 0UH, WN5 0JA, WN5 0JB, WN5 0JD, WN5 0JW, WN5 0JF, WN5 0JN, WN5 0HZ, WN5 0JG, WN5 0JQ, WN5 0HY, WN5 0HN, WN5 0HT, WN5 0HX, WN5 0HU, WN5 0BS, WN5 0HP, WN5 0BN, WN5 0BW, WN5 0BJ, WN5 0BB, WN5 9XY, WN5 0EQ, WN5 0EJ, WN5 0EH, WN5 0EW, WN5 0EN, WN5 0EP, WN5 0ER, WN5 0ES, WN5 0ET, WN5 0HH, WN5 0HJ, WN5 0EL, WN5 0HL, WN5 0EE, WN5 0HR, WN5 0HS, WN5 0EG, WN5 0EU, WN5 0HG, WN5 0HQ, WN5 0RF, WN5 0RD, WN5 0RB, WN5 0RE, WN5 0EF, WN5 0QR, WN5 0QP, WN5 0QS, WN5 0QT, WN5 0QU, WN5 0QX, WN5 0QY, WN5 0QZ, WN5 0RA, WN5 0RG, WN5 0RH, WN5 0RQ, WN5 0QD, WN5 0QW, WN5 0QN, WN5 0PU, WN5 0RJ, WN5 0RL, WN5 0QG, WN5 0QQ, WN5 0QH, WN5 0QJ, WN5 0QL, WN5 0PS, WN5 0PN, WN5 0PP, WN5 0PT, WN5 0PX, WN5 0PY, WN5 0PZ, WN5 0QA, WN5 0QB, WN5 0PR, WN5 9ST, WN5 9SX, WN5 9SH, WN5 9SJ, WN5 9SL, WN5 9SR, WN5 9SW, WN5 9SS, WN5 9SP, WN5 9SZ, WN5 9SU, WN5 9TA, WN5 0QE, WN5 0QF | CAT D | Type 2
200406 | KITT GREEN | KITT GRN | 2004063CW22 | KITT GRN O/D | WN5 0BG, WN5 0BB, WN5 0BA, WN5 9XH, WN5 0AZ, WN5 0BE, WN5 9XY, WN5 9XL, WN5 9LX, WN5 9LU, WN5 9LR, WN5 9LT, WN5 9XN, WN5 9XW, WN5 9XR, WN5 9XS, WN5 9XP, WN5 9XT, WN5 9XU, WN5 9XX, WN5 9XJ, WN5 9LW, WN5 9TG, WN5 9TH, WN5 9LS, WN5 9NF, WN5 9NJ, WN5 9ND, WN5 9NE, WN5 9NH, WN5 9LY, WN5 9LZ, WN5 9NA, WN5 9NB, WN5 9LP, WN5 9TJ, WN5 9UL, WN5 9LJ, WN5 9LN, WN5 9TU, WN5 9TQ, WN5 8AF, WN5 8AL, WN5 8AR, WN5 8AA, WN5 9NQ, WN5 9NG | CAT D | Type 2
200406 | KITT GREEN | KITT GRN | 2004063CW23 | WALTHEW LN/CHALLENGE WAY | WN5 0LE, WN5 0LD, WN5 0LP, WN5 0LA, WN5 0LZ | CAT D | Type 2
200414 | Ashton - Golborne | ASHTON | 2004143CW12 | DRUMMERS LN PUMP STN | WN3 6XU, WN3 6XB, WN3 6XR, WN3 6XP, WN3 6GL | CAT D | Type 4
200414 | Ashton - Golborne | ASHTON | 2004143CW13 | CHANTRY WALK/MATHERS JAM | WN4 8DE, WN4 8DU, WN4 9DW, WN4 9DN, WN4 8BG, WN4 8BQ, WN4 8BB, WN4 8BH, WN4 8BD, WN4 8BE, WN4 8AY, WN4 8BA, WN4 8BN, WN4 8BW, WN4 8DT, WN4 8BP, WN4 8AR, WN4 8AT, WN4 8AS, WN4 8AP, WN4 8AU, WN4 8QS, WN4 8AN, WN4 8BS, WN4 8BT, WN4 8AH, WN4 8DD, WN4 8DW | CAT D | Type 4
200414 | Ashton - Golborne | ASHTON | 2004143CW14 | LEVERTONS | WN4 0EA, WN4 0JA, WN4 0JS, WN4 0BX, WN4 0BY, WN4 0DP, WN4 0DT, WN4 0DS, WN4 0SX, WN4 0DU, WN4 0DY, WN4 0DX, WN4 0ED, WN4 0EB, WN4 0EG, WN4 0DZ, WN4 0EF, WN4 0EE, WN4 0EQ, WN4 0EH, WN4 0DR, WN4 0EP, WN4 0EJ, WN4 0BW, WN4 0BZ, WN3 6XB, WN4 9BJ, WN4 0BS, WN4 0DD, WN4 0EL, WN2 5JY | CAT D | Type 4
200414 | Ashton - Golborne | ASHTON | 2004143CW15 | NICHOL RD | WN4 9TP, WN4 9SE, WN4 9SF, WN4 9SG, WN4 9SL, WN4 9SP, WN4 9SR, WN4 9SU, WN4 9SH, WN4 8LX, WN4 9TE, WN4 9BT, WN4 9BP, WN4 9AR, WN4 9BJ, WN4 9BG, WN4 9AX, WN4 9AZ, WN4 9BA, WN4 9PZ, WN4 9PY, WN4 9PT, WN4 9QG, WN4 9BQ, WN4 9BH, WN4 9AS, WN4 9AT, WN4 9AU, WN4 9AF, WN4 9PX, WN4 8RR, WN4 8RS, WN4 8RT, WN4 8SQ, WN4 8RY, WN4 8RX, WN4 8RU, WN4 8RW, WN4 8SG, WN4 8SE, WN4 8RZ, WN4 8SA, WN4 8SB, WN4 8SD, WN4 8SF, WN4 8SW, WN4 8TX, WN4 8SN, WN4 8TY, WN4 8RQ, WN4 8AE, WN4 8TP, WN4 8SH, WN4 8AH, WN4 8TG, WN4 8TF, WN4 8SJ, WN4 8ST, WN4 8SU, WN4 8TE, WN4 8TS, WN4 8TR, WN4 8SX, WN4 8SZ, WN4 8SY, WN4 8TA, WN4 8TD, WN4 8UN, WN4 8UW, WN4 8TH, WN4 8TZ, WN4 8AA, WN4 8TU, WN4 8LY, WN4 9SS, WN4 8LU, WN4 8BY, WN4 8BJ, WN4 8LT, WN4 8BG, WN4 8LN, WN4 8LL, WN4 8LW, WN4 8TT, WN4 8TB, WN4 8TQ, WN4 8UQ, WN4 8TN, WN4 8TL, WN4 8TJ, WN4 8UD, WN4 8UB, WN4 8UA, WN4 8TW, WN4 8UF, WN4 8UG, WN4 8UE | CAT D | Type 4
200414 | Ashton - Golborne | ASHTON | 2004143CW16 | ELLESMERE RD | WN4 0SZ, WN4 0SN, WN4 0SE, WN4 0UB, WN4 0SG, WN4 0UA, WN4 0SF, WN4 0SL, WN4 0SD, WN4 0SY, WN4 0ST, WN4 0SU, WN4 0SQ, WN4 0SH, WN4 0SA, WN4 0RW, WN4 0RU, WN4 0RX, WN4 0TB, WN4 0TT, WN4 0UD, WN4 0TU, WN4 0TX, WN4 0TY, WN4 0XJ, WN4 0SB, WN4 0TA, WN4 0RG, WN4 0RQ, WN4 0UH, WN4 0RN, WN4 0RP, WN4 0RR, WN4 0RS, WN4 0RT, WN4 0SS, WN4 0UE, WN4 0SR, WN4 0SJ, WN4 0SW, WN4 0SP, WN4 0UF, WN4 0UG, WN4 0UQ, WN4 0PY, WN4 0QA, WN4 0PZ, WN4 0PA, WN4 0PW, WN4 0PX, WN4 0YA, WN4 9RJ, WN4 9SA, WN4 9RQ, WN4 9RL, WN4 9RF, WN4 9RN, WN4 9RD, WN4 9RE, WN4 9RG, WN4 9SD, WN4 9RB, WN4 9RP, WN4 9RR, WN4 9RS, WN4 9RT, WN4 9RY, WN4 9RU, WN4 9RX, WN4 9RZ, WN4 9TY, WN4 9UA, WN4 9UB, WN4 9UD, WN4 9TU, WN4 9TZ, WN4 9UR, WN4 9UT, WN4 9XD, WN4 9TX, WN4 9UU, WN4 9UX, WN4 9UY, WN4 9XB, WN4 9UZ, WN4 9XA, WN4 0TZ, WN4 0XH, WN4 0XD, WN4 0XA, WN4 0UT, WN4 0UU, WN4 0RB, WN4 0XR, WN4 0XL | CAT D | Type 4
200414 | Ashton - Golborne | ASHTON | 2004143CW20 | BRYN CROSS/LAMBERHEAD | WN4 8UA, WN4 8YF, WN4 8BX, WN4 8BU, WN4 8LU, WN4 8BY, WN4 8BS, WN4 8BZ, WN4 9SL, WN4 8QT, WN4 8LJ, WN4 8LG, WN4 8QS, WN4 8AX, WN4 8AY, WN4 8AZ, WN4 8QU, WN4 8QY, WN4 8QZ, WN4 8QX, WN4 8LH, WN4 8LE, WN4 8LD, WN4 0UD, WN4 8QP, WN4 8PG, WN4 8QQ, WN4 8AA, WN4 8PF, WN4 8QA, WN4 8AE, WN4 8AD, WN4 8QR, WN4 8AL, WN4 8AH, WN4 8AJ, WN4 8AN, WN4 8RH, WN4 8RP, WN4 8SH, WN4 8QW, WN4 8QD, WN4 8SJ, WN4 8SL, WN4 8XA, WN4 8XN, WN4 8XL, WN4 8XJ, WN4 8XH, WN4 8XD, WN4 8XQ, WN4 8XF, WN4 8XE, WN4 8XG, WN4 8XB, WN4 8SY, WN4 0AR, WN4 0BS, WN4 0DB, WN4 9SX, WN4 0DH, WN4 0DL, WN4 0BE, WN4 0AS, WN4 0AT, WN4 0AZ, WN4 0DJ, WN4 0DD, WN4 0DQ, WN4 0DE, WN4 0BU, WN4 0AA, WN4 0DG, WN4 8XR, WN4 8SW, WN4 8XU, WN4 8SR, WN4 8SP, WN4 8XY, WN4 8XS, WN4 8XW, WN4 8XX, WN4 8XZ, WN4 1, WN4 1OX, WN4 8WA, WN4 8WB, WN4 8XP, WN4 8XT, WN4 8YA, WN4 8YE, WN4 8EB, WN4 8DH, WN4 8DP, WN4 8DQ, WN4 8EF, WN4 8EG | CAT D | Type 4
200414 | Ashton - Golborne | ASHTON | 2004143CW21 | WENTWORTH RD | WN4 0YU, WN4 9LX, WN4 9LT, WN4 9JY, WN4 9LE, WN4 9LF, WN4 9LG, WN4 9LQ, WN4 9LA, WN4 9LD, WN4 9JX, WN4 9QY, WN4 9QZ, WN4 9RA, WN4 9RH, WN4 9QX, WN4 9QU, WN4 9RJ, WN4 9QP, WN4 9QS, WN4 9QT, WN4 9RN, WN4 9QR, WN4 9PB, WN4 9NU, WN4 9NR, WN4 9PA, WN4 9NT, WN4 9NX, WN4 9NS, WN4 9LP, WN4 9LW, WN4 9LU, WN4 9NA, WN4 9LS, WN4 9NN, WN4 9NB, WN4 9NE, WN4 9ND, WN4 9LZ, WN4 9LR, WN4 9LJ, WN4 9LL, WN4 9LH, WN4 9QL, WN4 9BG, WN4 9BE, WN4 9QG, WN4 9QN, WN4 9SF, WN4 9SG, WN4 9SQ, WN4 9QJ, WN4 9PT, WN4 9QH, WN4 9QQ, WN4 9BH, WN4 9PU, WN4 9SL, WN4 8LB, WN4 8LA, WN4 9BJ, WN4 9RW, WN4 9SB, WN4 9UA, WN4 9UF, WN4 9UE, WN4 9UR, WN4 9UD, WN4 9UG, WN4 9UP, WN4 9UN, WN4 9UW, WN4 9UH, WN4 8DF, WN4 9SX, WN4 9UJ, WN4 9UL, WN4 9UQ, WN4 9XD, WN4 9XF, WN4 9XE, WN4 9RZ, WN4 9TS, WN4 9TT, WN4 9TW, WN4 9TR, WN4 9SJ, WN4 9ST, WN4 9XH, WN4 9XQ, WN4 9XG, WN4 0AR, WN4 8DA, WN4 8DQ, WN4 8DL, WN4 8DG, WN4 8DH, WN4 8DN, WN4 8ED, WN4 8EE, WN4 9TB, WN4 9JZ, WN4 9NQ, WN4 9NJ, WN4 9NG, WN4 9NF, WN4 9NH, WN4 9LB, WN4 9NL, WN4 0XS, WN4 0XU, WN4 0YB, WN4 0XL, WN4 0YD, WN4 0YA, WN4 0YT, WN4 0YF, WA11 9TE, WN4 0YX, WA11 9UT, WN4 0RX | CAT D | Type 4
200414 | Ashton - Golborne | ASHTON | 2004143CW22 | BURNS CL | WN4 0QZ, WN4 0QX, WN4 0QU, WN4 0QT, WN4 0QN, WN4 0QY, WN4 0QW, WN4 0QR, WN4 0QP, WN4 0QS, WN4 0QL, WN4 0QJ, WN4 0NA, WN4 0PY, WN4 0RD, WN4 0RG, WN4 0RE, WN4 0RF, WN4 0QD, WN4 0QF, WN4 0NG, WN4 8JA, WN4 0QB, WN4 0RB, WN4 0QG, WN4 0NB, WN4 0ND, WN4 0LZ, WN4 0LY, WN4 0NP, WN4 0NQ, WN4 0NJ, WN4 0NH, WN4 0DW, WN4 0BE, WN4 0AZ, WN4 0BH, WN4 0BQ, WN4 0BB, WN4 0LJ, WN4 0BD, WN4 0BG, WN4 0LN, WN4 0LH, WN4 0LL, WN4 0JX, WN4 0DN, WN4 9RX, WN4 0AU, WN4 0AT, WN4 0AX, WN4 0BA, WN4 0AY, WN4 0LW, WN4 0LR, WN4 0LS, WN4 0LT, WN4 0LP, WN4 0LU, WN4 0DL, WN4 0DE, WN4 0ER, WN4 0ES, WN4 0ET, WN4 0DG, WN4 0JS, WN4 0JZ, WN4 0LA, WN4 0LB, WN4 0LD, WN4 0JT, WN4 0JP, WN4 0JU, WN4 0JA, WN4 0JR, WN4 0RH, WN4 0RJ, WN4 0RQ, WN4 0RL, WN4 0RN, WN4 0RY, WN4 0RP, WN4 0XD | CAT D | Type 4
200417 | Skelmersdale | SKELMERSDALE | 2004174CW05 | WASHWAY FM A | L40 6HZ, L40 6JB, L40 6LH, L40 6JG, L40 6HY, L40 6HP, L40 6JA, L40 6LF, L40 6JS, L40 6HR, L40 6LP, L40 6OX, L40 6GA, L40 6HF, L40 6HW, L40 6HH, L40 6HJ, L40 6LD, L40 6HQ, L40 6HG, L40 6JU, L40 6JD, L40 6HE, L40 5UH, L40 5UJ, L40 5TU, L40 5TT, L40 5TS, L40 5TX, WN8 8TZ, WN8 8TY, WN8 8UE, WN8 8UH, L40 5UD, L40 5UN, L40 5UE, L40 5TY, L40 5UA, L40 6JT, L40 6JL, L40 6JX, L40 6LA, L40 6JW, L40 6JZ, L40 6JN, L40 6HU, L40 6JQ, L40 6JH, WN8 8UT, WN8 8UY, WN8 8UZ, WN8 8UP, L40 4QA, L40 6HL, L40 6HN, L40 6HS, WN8 8TX, L40 6JF, L40 6JR, L40 6HT, L40 6JE, WN8 8EA, L40 6LN | CAT D | Type 2
200417 | Skelmersdale | SKELMERSDALE | 2004174CW06 | SANKO GOSEI LTD | WN8 8PW, WN8 8PZ, WN8 8PU, WN8 8PQ, WN8 8EN, WN8 8EL, WN8 8EJ, WN8 8EH, WN8 8HX, WN8 8HB, WN8 8NB, WN8 8HE, WN8 8HD, WN8 8EZ, WN8 8HA, WN8 8DT, WN8 8EB, WN8 8DZ, WN8 8EA, WN8 8PF, WN8 8PE, WN8 8EF, WN8 8EE | CAT D | Type 2
200417 | Skelmersdale | SKELMERSDALE | 2004174CW07 | FAWCETT/IRWELL | WN8 6RS, WN8 6RR, WN8 6RP, WN8 6RL, WN8 6RN, WN8 6RW, WN8 6LZ, WN8 6LP, WN8 6PW, WN8 6LU, WN8 6PN, WN8 6PL, WN8 6QH, WN8 6QQ, WN8 6QG, WN8 6QF, WN8 6QE, WN8 6RA, WN8 6RD, WN8 6RE, WN8 6RB, WN8 6RG, WN8 6RF, WN8 6RH, WN8 6RQ, WN8 6JJ, WN8 6SG, WN8 6PE, WN8 6PD, WN8 6PY, WN8 6PZ, WN8 6QA, WN8 6QD, WN8 6QB, WN8 6PB, WN8 6PF, WN8 8DL, WN8 6PA, WN8 6SH, WN8 6UE, WN8 6UD, WN8 6SJ, WN8 6SL, WN8 6SP, WN8 6QX, WN8 6QU, WN8 6QZ, WN8 6QY, WN8 6UG, WN8 6SN, WN8 6SF, WN8 6UW, WN8 6US, WN8 6UU, WN8 6UX, WN8 6UZ, WN8 6UY, WN8 6UT, WN8 6SE | CAT D | Type 2
200417 | Skelmersdale | SKELMERSDALE | 2004174CW09 | SKELMERSDALE SW STN | WN8 6JW, WN8 6JN, WN8 6SZ, WN8 6SY, WN8 6PS, WN8 6ST, WN8 6SS, WN8 6SU, WN8 6SD, WN8 6SX, WN8 6QP, WN8 6TH, WN8 6TX, WN8 6TU, WN8 6TS, WN8 6TW, WN8 6TL, WN8 6TJ, WN8 6TQ, WN8 6TE, WN8 6TG, WN8 6UJ, WN8 6TF, WN8 6UH, WN8 6TN, WN8 6TZ, WN8 6TY, WN8 6UA, WN8 6TT, WN8 6TR, WN8 6TP, WN8 6TA, WN8 6TD, WN8 6TB, WN8 6UQ, WN8 6QR, WN8 6SW, WN8 6RT, WN8 6QW, WN8 6UL, WN8 6UN, WN8 6UP, WN8 6UR, WN8 6SQ, WN8 6SR, WN8 6RJ, WN8 6RX, WN8 6RU, WN8 6QN, WN8 7SH, WN8 6XW, WN8 6XS, WN8 7SE, WN8 6PJ, WN8 6QJ, WN8 7RR, WN8 6PP, WN8 6PR, WN8 6PT, WN8 6PU, WN8 6PX, WN8 7SD | CAT D | Type 2
200417 | Skelmersdale | SKELMERSDALE | 2004174CW10 | DEANS LN ETW | WN8 8EA, WN8 7DA, WN8 7NL, WN8 7NU, WN8 7NN, WN8 7NQ, WN8 7NW, WN8 7NP, WN8 7NS, WN8 7NJ, WN8 7NH, WN8 7HA, WN8 7DR, WN8 7DB, WN8 7PB, WN8 7PD, WN8 7PG, WN8 7PF, WN8 7NT, WN8 7DN, L40 4BE, L40 4BH, L40 4BJ, L40 4BQ, L40 4BG, L40 4BL, WN8 7UT, L40 4BR, L40 4BS, L40 4BP, WN8 7UH, WN8 7TT, WN8 7UB, WN8 7LA, WN8 7UA, WN8 7UG, WN8 7SF, WN8 7NG, WN8 7NF, WN8 7ND, WN8 7NE, WN8 7XD, L40 6JH, L40 6JJ, WN8 7DQ, WN8 7EA, WN8 7EB, WN8 7DT, WN8 7DS, WN8 7DH, WN8 7DJ, WN8 7DP, WN8 7DL, WN8 7DU, L40 5TE, L40 5TF, L40 0RR, L40 4BT, L40 4BU, WN8 7HB, WN8 7HD, WN8 7HE, WN8 7HF, WN8 7HG, WN8 7JH, WN8 7JJ, WN8 7RA, WN8 7NB, WN8 7LY, WN8 7LZ, WN8 7LH, WN8 7NA, WN8 7LN, WN8 7LJ, WN8 7LL, WN8 7LB, WN8 7LD, WN8 7HT, WN8 7HP, WN8 7HQ, WN8 7HS, WN8 7TA, WN8 7TG, WN8 7HH, WN8 7AB, WN8 7AG, WN8 7AD, WN8 7AQ, WN8 7AA, WN8 7HR, WN8 7AF, WN8 7AE, WN8 7TU, L40 4BN, L40 5UL, WN8 7UQ, WN8 7UN, WN8 7PQ, WN8 7PH, WN8 7PJ, WN8 7PE, WN8 7TW, WN8 7XA, WN8 7XB, WN8 7UW, WN8 7UY | CAT D | Type 2
200417 | Skelmersdale | SKELMERSDALE | 2004174CW11 | STAVELEY RD | WN8 8EF | CAT D | Type 2
205306 | Carr st | CARR ST | 2053064CW12 | HOLDSWORTH ST | M27 5GQ, M27 5QT, M27 5GT, M27 5GZ, M27 5DL, M27 5QZ, M27 0DN, M27 5GY, M27 5QU, M27 0DU, M27 0DW, M27 0AJ, M27 0LF, M27 5PR, M27 5PW, M27 5QJ, M27 5PZ, M27 5QA, M27 5GA, M27 5QB, M27 5GB, M27 5QP, M27 5QD, M27 5QE, M27 5QF, M27 5GJ, M27 5GD, M27 5GE, M27 5GF, M27 5GL, M27 5QH, M27 5SN, M27 0AA, M27 5SF, M27 0BE, M27 5QL, M27 5GH, M27 5QG, M27 5QQ, M27 5RR, M27 5QW, M27 0YF, M27 5YL, M27 5WW, M27 5WN, M27 0YL, M27 5GR, M27 5GG, M27 5QS, M27 5GS, M27 5QY, M27 5GU, M27 5GX, M27 5QX | CAT A | Type 1
205306 | Carr st | CARR ST | 2053064CW13 | HAZELHURST MILL | M28 2TY, M28 2TT, M28 2TU, M28 2TX, M28 2DD, M28 2DA, M29 2DA, M28 0TY, M28 2DB, M28 2TZ, M28 2AZ, M28 2TR, M28 2TN, M28 2TW, M1 6DF, M28 2NT, M28 2WS, M28 2GG, M28 2GH, M28 2WR, M27 0DR, M27 0EP, M27 0DS, M27 0DT, M27 0AD, M28 2GF, M28 2NS, M27 0FX, M27 0FZ, M27 0FY, M27 0EZ, M27 0EY, M27 0FS, M27 0ET, M27 0EX, M27 0GJ, M27 0DQ, M27 0EJ, M27 0HA, M27 0HE, M27 0HD, M27 0HB, M27 0HT, M28 2RS, M28 2JJ, M28 2JW, M28 2RR, M28 2JH, M28 2RG, M28 2RW, M28 2JG, M28 2RP, M28 2RQ, M28 2RN, M28 2TF, M28 2TH, M28 2TB, M28 2TA, M28 2TD, M28 2SZ, M28 2SY, M28 2JU, M28 2JT, M28 2SX, M28 2JS, M27 0HG, M28 2SQ, M28 2JQ, M28 2SJ, M28 2ST, M28 2SU, M28 2SN, M28 2SW, M28 2LS, M28 2JR, M28 2SP, M28 2SS, M28 2SF, M28 2TL, M28 2TQ, M28 2TG, M28 2SH, M27 0ER, M28 2SL, M28 2SG, M28 2SR, M27 0BW, M28 2SA, M28 2RL, M28 2JF, M28 2RJ, M28 2RH, M28 2JE, M28 2NR, M28 2TP, M28 2TS, M28 2TJ | CAT A | Type 1
205306 | Carr st | CARR ST | 2053064CW14 | ELLESMERE ST | M27 0LN, M27 0JU, M27 0LL, M27 0LW, M27 0JG, M27 0LJ, M27 0LH, M27 0JJ, M27 0LA, M27 0JT, M27 0JN, M27 0JF, M27 0JW, M27 0JQ, M27 0JR, M27 0JS, M27 0JY, M27 0JZ, M27 0JL, M27 9UW, M27 9RL, M27 9RD, M27 9SA, M27 9RH, M27 6UN, M27 9LF, M27 9PG, M27 9PR, M27 9SJ, M27 0PU, M27 9PS, M27 9PT, M27 9PX, M27 9PY, M27 9PZ, M27 9QA, M27 0PT, M27 0SL, M27 0SW, M27 0PB, M27 0SN, M27 9SE, M27 9SH, M27 9SF, M27 9PQ, M27 9PW, M27 9UP, M27 9UH, M27 9RU, M27 9QP, M27 9UX, M27 9UN, M27 9UZ, M27 9XA, M27 9UY, M27 9UU, M27 9GR, M27 9RR, M27 9RS, M27 9XB, M27 9UJ, M27 9RT, M27 9QS, M27 9GT, M27 9RP, M27 9RW, M27 9QU, M27 9GU, M27 9RG, M27 9RN, M27 9RQ, M27 9RX, M27 9RY, M27 9RZ, M27 9UR, M27 9US, M27 9XD, M27 9XR, M27 9XQ, M27 9XE, M27 9XF, M27 9XG, M27 9UT, M27 9QH, M27 9QZ, M27 9RJ, M27 9GW, M27 9RA, M27 9SD, M27 9SB, M27 9XS, M27 9UG, M27 9LQ, M27 9UQ, M27 9XL, M27 9XJ, M27 9XH, M27 9XN, M27 9XW, M27 6AX, M27 6AU, M27 6AY, M27 9HH, M27 9LE, M27 9PD, M27 9PH, M27 9PN, M27 9PL, M27 9PJ, M27 9PA, M27 9PE, M27 9LS, M27 9VV | CAT A | Type 1
205306 | Carr st | CARR ST | 2053064CW19 | MOORSIDE SCHOOL | M27 0GE, M28 2NU, M28 2GP, M28 2WT, M28 2WU, M28 2NX, M28 2NT, M28 2GH, M27 0FH, M27 0FJ, M27 0GF, M27 0GJ, M28 2OX, M27 0ED, M27 0EH, M27 0DP, M27 0DJ, M27 0DL, M27 0FF, M27 0GB, M27 0GD, M27 0FQ, M27 0FD, M27 0EF, M27 0FE, M27 0AS, M27 0FN, M27 0ES, M27 0ET, M27 0EU, M27 0FU, M27 0FT, M27 0FL, M27 0FW, M27 0EE, M27 0EL, M27 0FR, M27 0GL, M27 0DH, M27 5RD, M27 5RA, M27 5RB, M27 5RE, M27 5RJ, M27 5RL, M27 5RP, M27 5RH, M27 5RF, M27 0LS, M27 0DD, M27 0DB, M27 0DG, M27 0DA, M27 0BZ, M27 0DE, M27 0BX, M27 0BY, M27 0BR, M27 0BU, M27 0BT, M27 0BP, M27 0BN, M27 0BS, M27 0FA, M27 0EB, M27 0FB, M27 0BW, M27 0YD, M27 0AJ, M27 0DF, M27 0YN, M27 0YF, M27 0YB, M27 0YE, M27 0YH, M27 0YJ, M27 0BB, M27 0BA, M27 0BF, M27 0AR, M27 0FP, M27 0AW, M27 0AQ, M27 0AT, M27 0HH, M27 0HR, M27 0HP, M27 0HL, M27 0HW, M27 0HX, M27 0HN, M27 0BD, M27 0EW, M27 0HJ, M27 0HF, M27 0GG, M27 0FX, M27 0EX, M27 0EQ, M27 0HQ, M27 0EN, M27 0BG, M27 0AX, M27 0AZ, M27 0AY, M27 0AU, M27 0AG, M27 0AF, M27 0DX, M27 0DY, M27 0DZ, M27 0EA, M27 0FG | CAT A | Type 1
205306 | Carr st | CARR ST | 2053064CW20 | ARTHUR ST | M27 0EP, M27 9LL, M27 0LE, M27 0JX, M27 0JP, M27 0JY, M27 0JZ, M27 9LG, M27 9LE, M27 9HA, M27 9LB, M27 9LD, M27 9PF, M27 0LB, M27 9LA, M27 9LJ, M27 9LS, M27 9LN, M28 2QB, M28 2TH, M28 2LY, M28 2LX | CAT A | Type 1
205306 | Carr st | CARR ST | 2053064CW21 | WORSLEY RD/LYON ST | M27 5LN, M27 5EQ, M27 5WH, M27 5LL, M27 5LH, M27 5LF, M27 5LE, M27 5LW, M27 5LQ, M27 5NJ, M27 5ND, M27 5NH, M27 5WD, M27 5LR, M27 5LS, M27 5LG, M27 5LP, M27 5LJ, M27 5EP, M27 0AA, M27 0YE, M27 5UZ, M27 5WF, M27 5SG, M27 5SR, M27 5SS, M27 5ST, M27 5SU, M27 5SX, M27 0NS, M27 5YW, M27 0WN, M27 5ZP, M27 5ZQ, M27 5ZG, M27 5RY, M27 5RZ, M27 5SA, M27 5SD, M27 5SB, M27 5SE, M27 5YS, M27 5YR, M27 5YT, M27 5SF, M27 5YG, M27 5YQ, M27 5ZR, M27 5YF, M27 0YF, M27 0YA, M27 5SQ, M27 5PX, M27 5NU, M27 5WU, M27 5NX, M27 5WX, M27 5PY, M27 5PH, M27 5WR, M27 5NS, M27 5NT, M27 5WT, M27 5WS, M27 5NP, M27 5XA, M27 5XE, M27 5XD, M27 5UX, M27 5WE, M27 5PR, M27 5WW, M27 5NL, M27 5NF, M27 5PG, M27 5PS, M27 5PT, M27 6AZ, M27 5AB, M27 4AG, M27 4AH, M27 4AR, M27 4AQ, M27 5AF, M27 5AD, M27 5AE, M27 5AH, M27 5NQ, M27 5NW, M27 5NN, M27 5NG, M27 5NE, M27 5AU, M27 5WN, M27 5AN, M27 5AJ, M27 4AF, M27 4AP, M27 2NB, M27 1AR, M27 5WP, M27 5SP, M27 4AD, M27 5PN, M27 5NZ, M27 5WZ, M27 5NY, M27 5PA, M27 5WL, M27 5WY, M27 5LX, M27 5WB, M6 8NA, M27 5LY, M27 5WA, M27 5NA, M27 5LZ, M27 5NB, M27 5LU, M27 5LT, M27 5WQ, M27 5WG, M27 5NR, M27 5PW, M27 5PU, M27 5PL, M27 5PQ, M27 5PP, M27 5PB, M27 5PE, M27 5PD, M27 5PF, M27 5SW, M27 5SN, M27 5SZ, M27 5TA, M27 5SY | CAT A | Type 1
205306 | Carr st | CARR ST | 2053064CW22 | CARR ST LOCAL | M27 5TD, M27 0WN, M27 0WD, M27 0WJ, M27 0WL, M27 0NL, M27 0ND, M27 0NN, M27 0NW, M27 5YP, M27 5YW, M27 0JF, M27 0JD, M27 0JE, M27 0HZ, M27 0JA, M27 0JB, M27 0HY, M27 0RD, M27 5ZR, M27 0WH, M27 0NJ, M27 0NH, M27 0NF, M27 0NE | CAT A | Type 1
205308 | Golborne | GOLBORNE | 2053084CF34 | GOLBORNE LIBRARY | WA12 0HL, WA11 9SQ, WA11 9SG, WA12 0JG, WA12 0HN, WA3 3PZ, WA3 3PU, WA12 0HZ, WA3 3PF, WA3 3PE, WA3 3PB, WA3 3QB, WA3 3QA, WA3 3PH, WA3 3PQ, WA3 3PL, WA3 3PN, WA3 3PG, WA3 3PJ, WA3 3QF, WA3 3PT, WA3 3PX, WA3 3WL, WA3 3WP, WA3 3WN, WA3 3BB, WA3 3YB, WA3 3YE, WA3 3YD, WA3 3AX, WA3 3BU, WA3 3DA, WA3 3DP, WA3 3BT, WA3 3BN, WA3 3BW, WA3 3AG, WA3 3AD, WA3 3BH, WA3 3BG, WA3 3QJ, WA3 3AS, WA3 3BJ, WA3 3AN, WA3 3AW, WA3 3AZ, WA3 3AP, WA3 3AF, WA3 3AH, WA3 3BY, WA3 3BZ, WA3 3TG, WA3 3PY, WA3 3AL | CAT A | Type 3A | Y | Type 1 | existing micro taps no tripping | 13
205308 | Golborne | GOLBORNE | 2053084CF36 | STONECROSS PARK IND EST/BRIAR RD | WA3 3JL, WA3 3LN, WA3 3LJ, WA3 3LH, WA3 3LQ, WA3 3LG, WA3 3LF, WA3 3LW, WA3 3JJ, WA3 3JW, WA3 3JP, WA3 3JN, WA3 3JS, WA3 3JR, WA3 3JT, WA3 3JU, WA3 3JX, WA3 3JZ, WA3 2SE, WN7 3RU, WN7 3RX, WA3 4AS, WA3 2QN, WA3 2PE, WA3 2PF, WA3 2AZ, WA3 2PD, WA3 2PB, WA3 2PG, WA3 2PQ, WA3 2PJ, WA3 2PH, WN7 3RY, WN7 3JT, WN7 3RZ, WN7 3QH, WN7 3QN, WN7 3QP, WN7 3QW, WN7 3QU, WN7 3QT, WN7 3PT, WN7 3PQ, WN7 3PW, WN7 3PS, WN7 3PP, WN7 3QG, WA3 1EL, WA3 1EJ, WA3 1EH, WN7 3QQ, WN7 3QX, WA3 1EG, WN7 3QS, WN7 3QJ, WN7 3QL, WN7 3QR, WA3 1FZ, WA3 1DU, WA3 1ES, WA3 1EU, WA3 1EX, WA3 1EY, WA3 1ET, WA3 1EP, WA3 1ER, WA3 1AU, WA3 1EZ, WA3 1DG, WA3 2AQ, WA3 1AW, WA3 1EW, WA3 1AQ, WA3 1AF, WA3 1AB, WA3 1AH, WA3 1AE, WA3 2AL, WA3 2AJ, WA3 2AH, WA3 2LE, WA3 1BE, WA3 2BS, WA3 2AN, WA3 2AW, WN7 3PN, WA3 1EN, WA3 1ED, WA3 1EB, WA3 1EF, WA3 1GB, WA3 1FS, WA3 1AJ, WA3 1AL, WA3 1AT, WA3 1AS, WA3 1DD, WA3 1DE, WA3 1EE, WA3 1DL, WA3 1DQ, WA3 1DJ, WA3 1DA, WA3 1DN, WA3 1DW, WA3 1DR, WA3 1BB, WA3 1BA, WA3 1BG, WA3 1BD, WA3 1AZ, WA3 1AY, WA3 1DS, WA3 1DX, WA3 1DY, WA3 1DZ, WA3 1EA, WA3 1DH, WA3 1FR, WA3 2BB, WA3 2BA, WA3 2AY, WA3 2BD, WA3 3JE, WA3 3JD, WA3 3XW, WA3 3GY, WN1 1DD | CAT A | Type 3A | Y | Type 1 | existing micro taps no tripping | 13
205308 | Golborne | GOLBORNE | 2053084CF37 | LOWTON RD | WA3 2QB, WA3 2JF, WA3 2JT, WA3 2JL, WA3 2JS, WA3 2GR, WA3 2QD, WA3 2GN, WA3 2GL, WA3 2GX, WA3 2GU, WA3 2UG, WA3 2GA, WA3 2GJ, WA3 2FZ, WA3 2FY, WA3 2DP, WA3 2EB, WA3 2DT, WA3 2DU, WA3 2DS, WA3 3HJ, WA3 3JX, WA3 3JF, WA3 3JY, WA3 3NG, WA3 3JA, WA3 3HN, WA3 3HL, WA3 2RZ, WA3 2PX, WA3 2PY, WA3 2PZ, WA3 2QA, WA3 2RW, WA3 2RN, WA3 2RP, WA3 2RR, WA3 2RS, WA3 2RL, WA3 2RT, WA3 2RU, WA3 2RX, WA3 2RG, WA3 2RY, WA3 2RJ, WA3 2RH, WA3 2RQ, WA3 3HH, WA3 3EX, WA3 3HU, WA3 3HX, WA3 3ER, WA3 3ES, WA3 3EW, WA3 3XL, WA3 3XJ, WA3 3DY, WA3 3DT, WA3 3EE, WA3 3DZ, WA3 3EA, WA3 3LE, WA3 3LR, WA3 3LW, WA3 3LP, WA3 3LA, WA3 3LB, WA3 3HW, WA3 3HP, WA3 3HR, WA3 3HS, WA3 3LD, WA3 3EB, WA3 3ED, WA3 3HZ, WA3 3HT, WA3 3GZ, WA3 3AQ, WA3 2ED, WA3 2JD, WA3 2JE, WA3 2JB, WA3 2QE, WA3 2JA, WA3 2HZ, WA3 2HY, WA3 2JJ, WA3 2EH, WA3 2EG, WA3 2EQ, WA3 2EF, WA3 2EE, WA3 2SB, WA3 2SE, WA3 2SF, WA3 2SG, WA3 2SD, WA3 2SA, WA3 2SL, WA3 2RA, WA3 2DZ, WA3 2PR, WA3 2PU, WA3 2PS, WA3 2PT, WA3 2PW, WA3 2GS, WA3 2QZ, WA3 2QX, WA3 2QY, WA3 2AU, WA3 1HD, WA3 2NT, WA3 2AD, WA3 2BD, WA3 2AT, WA3 2AX, WA3 2BB, WA3 2AY, WA3 2PA, WA3 2PB, WA3 2PQ, WA3 2PJ, WA3 2PH, WA3 2PL, WA3 2NY, WA3 2NU, WA3 2NX, WA3 2NZ, WA3 2QU, WA3 2QS, WA3 2QT, WA3 2AS, WA3 1HA, WA3 2OX, WA3 2SY, WA3 2SZ | CAT A | Type 3A | Y | Type 1 | existing micro taps no tripping | 13
205308 | Golborne | GOLBORNE | 2053084CF38 | ASHTON RD/GRIMSHAW ST | WA3 3RR, WA3 3RX, WA3 3DW | CAT A | Type 3A | Y | Type 1 | existing micro taps no tripping | 13
205308 | Golborne | GOLBORNE | 2053084CF44 | HIGH ST BUS CENTRE | WA3 3DR, WA3 3DP, WA3 3GS, WA3 3GR, WA3 1ZZ, WA3 3DA, WA3 3TG, WN4 8YB, WA3 3UF, WA3 3UG, WA3 3UH, WA3 3UQ, WA3 3UA, WA3 3UJ, WA3 3UL, WA3 3UR, WA3 3UW, WA3 3UN, WA3 3EG, WA3 3TS, WA3 3UB, WA3 3EL, WA3 3EH, WA3 3EJ, WA3 3EQ, WA3 3TY, WA3 3TZ, WA3 3UD, WA3 3TU, WA3 3TF, WA3 3BF, WA3 3TX, WA3 3TW, WA3 3TN, WA3 3TJ, WA3 3XJ, WA3 3TL, WA3 3DX, WA3 3DY, WA3 3DU, WA3 3DT, WA3 3TP, WA3 3EF, WA3 3EE, WA3 3TH, WA3 3TE | CAT A | Type 3A | Y | Type 1 | existing micro taps no tripping | 13
205308 | Golborne | GOLBORNE | 2053084CF45 | KNOWSLEY AVE | WA3 2GX, WA3 2GS, WA3 2GW, WA3 2GT, WA3 2GD, WA3 2TZ, WA3 2LG, WA3 2LQ, WA3 2LS, WA3 2LR, WA3 2LL, WA3 2LJ, WA3 2LF, WA3 2GH, WA3 2GG, WA3 2GB, WA3 2GF, WA3 2GE, WA3 2GA, WA3 2JQ, WA3 2JG, WA3 2HU, WA3 2EP, WA3 2HT, WA3 2EW, WA3 2HX, WA3 2ER, WA3 2ES, WA3 3XL, WA3 3XN, WA3 3XJ, WA3 3LS, WA3 3LT, WA3 3LR, WA3 3LU, WA3 3NB, WA3 3NA, WA3 3ND, WA3 3LZ, WA3 3LX, WA3 3LY, WA3 3LP, WA3 2HW, WA3 2HS, WA3 2HP, WA3 2HN, WA3 2EZ, WA3 2EY, WA3 2EX, WA3 2EU, WA3 2EL, WA3 2ET, WA3 2EN, WA3 2EJ, WA3 2EH, WA3 3HQ, WA3 3EX, WA3 3HG, WA3 3EY, WA3 3HH, WA3 3EZ, WA3 3HF, WA3 3HY, WA3 3HA, WA3 3HD, WA3 3HE, WA3 3HB, WA3 3EP, WA3 3ET, WA3 3EU, WA3 3JB, WA3 2HH, WA3 2HQ, WA3 2HE, WA3 2HG, WA3 2HF, WA3 3EN, WA3 2LH, WA3 2JZ, WA3 2JH, WA3 2JR, WA3 2JX, WA3 2JU, WA3 2JN, WA3 2JW, WA3 2JP, WA3 2EA, WA3 2TY, WA3 2JY, WA3 2TF, WA3 2TG, WA3 2TQ, WA3 2TH, WA3 2TA, WA3 2TB, WA3 2TD, WA3 2TR, WA3 2TW, WA3 2TN, WA3 2TP, WA3 2TL | CAT A | Type 3A | Y | Type 1 | existing micro taps no tripping | 13
205308 | Golborne | GOLBORNE | 2053084CF46 | NOOK LN/CARLSBERG TETLEY DEPOT | WA3 1NX, WA3 2AP, WA3 2BF, WA3 2BP, WA3 2NN, WA3 2NP, WA3 2LW, WA3 2LP, WA3 2LN, WA3 2NS, WA3 2NR, WA3 2TT, WA3 2TB, WA3 2TX, WA3 2TU, WA3 2UA, WA3 2TS, WA3 2TJ, WA3 2TE, WA3 2RD, WA3 2LX, WA3 2LY, WA3 2LZ, WA3 2NQ, WA3 2NB, WA3 2NA, WA3 2NE, WA3 2ND, WA3 2NF, WA3 2NW, WA3 2NG, WA3 2NJ, WA3 2NL, WA3 2NH, WA3 2LB, WA3 2LA, WA3 2LD, WA3 2AQ, WA3 2AF, WA3 2QJ, WA3 2QF, WA3 2QG, WA3 2QQ, WA3 2QL, WA3 2QH, WA3 2QP, WA3 2QW, WA3 2QN, WA3 2AE, WA3 2AD, WA3 1HR, WA3 7ED, WA3 7EE, WA3 1L, WA3 1LQ, WA3 1LG, WA3 1LH, WA3 1LF, WA3 2DA, WA3 2BZ, WA3 2BY, WA3 2BN, WA3 1HE, WA3 1LT, WA3 1LS, WA3 1LR, WA3 1LW, WA3 1LN, WA3 1LL, WA3 1LJ, WA3 1LA, WA3 1NW, WA3 1LP, WA3 1LB, WA3 1LD, WA3 1LE, WA3 2BE, WA3 1HA, WA3 1HQ, WA3 1HH, WA3 1HN, WA3 1HD, WA3 1HF, WA3 1HJ, WA3 1HW, WA3 1HP, WA3 1JA, WA3 1HL, WA3 1HS, WA3 1JB, WA3 1HZ, WA3 1ST, WA3 4AY, WA3 2BQ, WA3 2BL, WA3 2DB, WA3 2BJ, WA3 2BH, WA3 2AW, WA3 1DP, WA3 2BS, WA3 4AZ, WA3 1WZ, WA3 1PD, WA3 1PB, WA3 1NZ, WA3 1JQ, WA3 1PL, WA3 1PJ, WA3 1PH, WA3 1PQ, WA3 1FA, WA3 1ZZ, WA3 1NU, WA3 1JD, WA3 1JE, WA3 2DP, WA3 2ED, WA3 2SB, WA3 2SE, WA3 2SG, WA3 2SJ, WA3 2SQ, WA3 2SD, WA3 2SH, WA3 2SN, WA3 2BG, WA3 2DD, WA3 2DQ, WA3 2DF, WA3 2DG, WA3 2DE, WA3 2DN, WA3 7EA, WA3 7EB, WA3 7DY, WA3 7DZ, WA3 2DL, WA3 2DJ, WA3 2DH, WA3 2DR, WA3 2AH, WA3 2LT, WA3 2LU, WA12 0JE, WA3 1PF, WA3 1PE, WA12 0JD, WA12 0HZ, WA12 0JA, WA12 0JB, WA3 1PG, WA3 8ST, WA12 0BT, WA12 0BS, WA12 0BU, WA12 0BH, WA12 0BJ, WA12 0BL, WA12 0BN, WA3 1JP, WA3 1JS, WA3 1JR, WA3 1JT, WA3 1JU, WA3 4AX, WA3 4AU, WA3 4BA | CAT A | Type 3A | Y | Type 1 | existing micro taps no tripping | 13
205308 | Golborne | GOLBORNE | 2053084CF47 | MILLINGFORD IND EST/SLAG LN | WN2 5QH, WN2 5QY, WN2 5RA, WN2 5QZ, WN2 5QU, WN2 5QQ, WN2 5QX, WN2 5QJ, WN2 5RX, WN2 5PX, WN2 5RQ, WN2 5RD, WN2 5RF, WN2 5RG, WN2 5RE, WN2 5RB, WN2 5QS, WN2 5QR, WN2 5QW, WN2 5QP, WN2 5QN, WN2 5QL, WN2 5QF, WN2 5PL, WN2 5PP, WN2 5QE, WN2 5PW, WN2 5PN, WN2 5PJ, WN2 5PH, WN2 5PQ, WN2 5XX, WN2 5YA, WN2 5XA, WN2 5XY, WN2 5XD, WN2 5XU, WN2 5XR, WN2 5XT, WN2 4SN, WN2 5XB, WN2 5RJ, WN2 5RN, WN2 5RS, WN2 5RT, WN2 5RR, WN2 5RP, WN2 5RY, WN2 5RW, WN2 5RH, WN2 5PY, WN2 5PZ, WN2 5QA, WN2 5PT, WN2 5PU, WN2 5PS, WN2 5XJ, WN2 5XS, WN2 5XL, WN2 5XG, WN2 5XH, WN2 5XQ, WN2 5XE, WN2 5XF, WN2 5YE, WN2 5YG, WN2 5YF, WN2 5YQ, WN2 5YT, WN2 5YP, WN2 5TB, WN7 4PY, WN7 4PP, WN7 4PU, WN7 4PX, WN7 4PT, WN7 4PS, WN7 4PR, WN2 5YB, WN2 5YD, WN2 5XP, WA3, WA3 1BL, WA3 1BW, WA3 1BP, WA3 2HN, WA3 2AB, WA3 2GP, WA3 1BY, WA3 2HL, WA3 1BU, WA3 1BT, WA3 2HR, WA3 2GQ, WA3 2HH, WA3 2HJ, WA3 2HD, WA3 2HB, WA3 2HA, WA3 2EZ, WN7 3PT, WN7 3QA, WN7 3PF, WA3 1BN, WA3 1BS, WA3 1BZ, WA3 1BG, WA3 1BQ, WA3 1BJ, WA3 1EE, WA3 1BA, WN7 3PB, WN2 5YL, WN2 5YX, WN2 5YN, WN2 5YS, WN2 5YR, WN2 5YU | CAT A | Type 3A | Y | Type 1 | existing micro taps no tripping | 13
205308 | Golborne | GOLBORNE | 2053084CF48 | BRIDGE ST/SILCOCK ST | WA3 3RX, WA3 3RY, WA3 3QG, WA3 3QQ, WA3 3RS, WA3 3NJ, WA3 3SX, WA3 3TA, WA3 3TD, WA3 3SY, WA3 3SZ, WA3 3SR, WA3 3SU, WA3 3SP, WA3 8YB, WA3 3WQ, WA3 3WA, WA3 3WD, WA3 3WE, WA3 3WB, WA3 3WF, WA3 3WT, WA3 3GD, WA3 3GB, WA3 3QR, WA3 3QT, WA3 3QX, WA3 3QY, WA3 3QZ, WA3 3RA, WA3 3RB, WA3 3RD, WA3 3RE, WA3 3QU, WA3 3RF, WA3 3QS, WA3 3QN, WA3 3QW, WA3 3QL, WA3 3OX, WA3 3UU, WA3 3UZ, WA3 3XQ, WA3 3XA, WA3 3TQ, WA3 3TT, WA3 3TR, WA3 3XF, WA3 3XG, WA3 3XE, WA3 3XB, WA3 3XD, WA3 3UX, WA3 3RJ, WA3 3SS, WA3 3ST, WA3 3RH, WA3 3RQ, WA3 3RG, WA3 3RL, WA3 3US, WA3 3UY, WA3 3BE, WA3 3BD, WA3 3QD, WA3 3NY, WA3 3XR, WA3 3XP, WA3 3PA, WA3 3PW, WA3 3PD, WA3 3QB, WA3 3NF, WA3 3PY, WA3 3QE, WA3 3AD, WA3 3DB, WA3 3DE, WA3 3DF, WA3 3DH, WA3 3DQ, WA3 3DG, WA3 3DD, WA3 3BP, WA3 3BS, WA3 3DN, WA3 3DJ, WA3 3SB, WA3 3SD, WA3 3SF, WA3 3SJ, WA3 3SH, WA3 3SL, WA3 3SQ, WA3 3SG, WA3 3SE, WA3 3SN, WA3 3SW, WA3 3SA, WA3 3RU, WA3 3RT, WA3 3TB, WA3 3NH, WA3 3NP, WA3 3NW, WA3 3NR, WA3 3NU, WA3 3PR, WA3 3YA, WA3 3NS, WA3 3PP, WA3 3NX, WA3 3AB, WA3 3NL, WA3 3NN, WA3 3DL, WA3 3PT, WA3 3PS, WA3 3GX, WA3 3FL, WA3 3QP, WA3 3FT | CAT A | Type 3A | Y | Type 1 | existing micro taps no tripping | 13
205308 | Golborne | GOLBORNE | 2053084CF49 | LODGE LN/TRS | WA12 0NZ, WA12 0JQ, WA12 0JF, WA12 0JP, WN4 9PQ, WA3 3QP, WN4 9PP, WN4 9PW, WN4 9PL, WN4 9PJ, WN4 9PF, WN3 6PF, WN4 9PR, WN4 9EL, WN4 9EP, WN4 9EQ, WN4 9EH, WN4 9EN, WN4 9EJ, WN4 9EG, WN4 9EF, WN4 9EE, WN4 9ED, WN4 9PE, WN4 9PG, WN4 9PD, WN4 9NP, WN4 9DZ, WN4 9DY, WN4 9EA, WN4 9EB, WN4 9HH, WN4 9HJ, WN4 9DT, WN4 9DU, WN4 9DS, WN4 9HE, WN4 9DX, WN4 9DL, WN4 9AE, WN4 9AH, WN4 9LH, WN4 9AG, WN4 9AN, WN4 9AL, WN4 9AX, WN4 9AU, WN4 9AF, WN4 9AA | CAT A | Type 3A | Y | Type 1 | existing micro taps no tripping | 13
205308 | Golborne | GOLBORNE | 2053084CF50 | VIMTO/HIGHWAYS AGENCY/ | WA12 0HX, WA12 0DL, WA12 9SH, WA12 0DS, WA12 8JF, WA12 8JJ, WA12 8JE, WA12 8PF, WA12 8JD, WA12 8JB, WA12 8LP, WA12 8HR, WA12 8HP, WA12 8LR, WA12 8JA, WA12 8EH | CAT A | Type 3A | Y | Type 1 | existing micro taps no tripping | 13
300015 | MIDDLETON JUNCTION | MIDDLETON JUNCTION | 3000154CF21 | J W LEES | M24 1RD, M24 1RQ, M24 1RH, M24 1RP, M24 1RU, M24 2AX, M24 1HT, M24 1HN, M24 1HP, M24 1HE, M24 1HW, M24 1EP, M24 1EQ, M24 1ES, M24 1FR, M24 1ER, M24 1FG, M24 1FQ, M24 1EF, M24 1EG, M24 1FP, M24 1HA, M24 1JH, M24 1FS, M24 1FX, M24 1EY, M24 1FF, M24 1EX, M24 1FU, M24 1FJ, M24 1FT, M24 1ET, M24 1LW, M24 1LN, M24 1HU, M24 1LP, M24 1HQ, M24 1HG, M24 1HR, M24 1HH, M24 1HS, M24 1HJ, M24 1JB, M24 1JD, M24 1JA, M24 1HX, M24 1PS, M24 1PE, M24 1PT, M24 1PF, M24 1PU, M24 1QL, M24 1PW, M24 1PZ, M24 1PY, M24 1PN, M24 1PG, M24 1PD, M24 1HZ, M24 1HL, M24 1HY, M24 1PQ, M24 1EZ, M24 1GX, M24 1GU, M24 1UG, M24 1UH, M24 1UL, M24 1TA, M24 1TB, M24 4EA, M24 1UJ, M24 1TD, M24 1TE, M24 1TF, M24 1TH, M24 1GH, M24 1FL, M24 1EL, M24 1FY, M24 1FZ, M24 1FE, M24 1FH, M24 1DY, M24 1TY, M24 1JN, M24 1RN, M24 1JG, M24 1TJ, M24 1TT, M24 1TX, M24 1TU, M24 1JP, M24 1UA, M24 1OX, M24 1JQ, M24 1JL, M24 1JW, M24 1JJ, M24 1RJ, M24 1RX, M24 1RE, M24 1RF, M24 1RL, M24 1RS, M24 1RR, M24 1RY, M24 1SR, M24 1SS, M24 1ST, M24 1PX, M24 1GA, M24 1PH, M24 1PR, M24 1GD | CAT A | Type 3A | Y
300015 | MIDDLETON JUNCTION | MIDDLETON JUNCTION | 3000154CF22 | MARSDEN ST | M24 1EL, M24 1DY, M24 1DQ, M24 1DR, M24 1DT, M24 1FL, M24 1JT, M24 1LB, M24 1LS, M24 1JU, M24 1LA, M24 1JY, M24 1LR, M24 1ED, M24 1FB, M24 1SL, M24 2AX, M24 2AY, M24 2EF, M24 2EE, M24 1GN, M24 1GQ, M24 1QU, M24 2AZ, M24 2TA, M24 2TD, M24 2TE, M24 1DD, M24 2AA, M24 1QG, M24 1QP, M24 1GW, M24 2GR, M24 2AG, M24 2LG, M24 2BS, M24 2AR, M24 2AT, M24 2AS, M24 2SF, M24 2BB, M24 2SG, M24 2BD, M24 2BE, M24 2BH, M24 2BA, M24 2SE, M24 2FN, M24 2FE, M24 2HJ, M24 2FH, M24 2AU, M24 2QU, M24 2QT, M24 2XL, M24 2AL, M24 2AW, M24 2AN, M24 2BY, OL9, M24 2AE, M24 2AD, M24 1BT, M24 2HG, M24 1AZ, M24 1PB, M24 1WZ, M24 1PA, M24 1GA, M24 1QA, M24 1PP, M24 1LL, M24 1LE, M24 1JX, M24 1JZ, M24 1LF, M24 1LJ, M24 1LH, M24 1GX, M24 2TU, M24 2BR, M24 2BP, M24 2SP, M24 2BW, M24 2BJ, M24 2BL, M24 2BN, M24 2AP, M24 2AQ, M24 2LN, M24 2UJ, M24 2BQ, M24 2BG, M24 2LW, M24 2AJ, M24 2AH, M24 2DF, M24 2BU, M24 2SU, M24 2LQ, M24 2BZ, M24 2RL, M24 2AF, M24 2FW, M24 2BF, M24 2UN, M24 2RG, M24 1HB, M24 1QZ, M24 1AE, M24 1EJ, M24 1HF, M24 1AY, M24 1BN, M24 1GS, M24 1DW, M24 1BU, M24 1BQ, M24 1BZ, M24 1BL, M24 1BG, M24 1BR, M24 1DF, M24 1LU | CAT A | Type 3A | Y
300015 | MIDDLETON JUNCTION | MIDDLETON JUNCTION | 3000154CF23 | BRITISH VINEGAR/FERNDOWN AVE | OL9 0PA, OL9 0PD, OL9 0PG, OL9 0PB, OL9 9SB, OL9 9SA, OL9 9RU, OL9 9RT, OL9 9RS, OL9 9RR, OL9 9RY, OL9 9RX, OL9 9RZ, OL9 9RW, OL9 9RP, OL1 2TJ, OL9 0NQ, OL9 9SE, OL9 9SQ, OL9 9UX, OL9 9UY, OL9 9UZ, OL9 9ST, OL9 9SG, OL9 9SF, OL9 0PE, OL9 0PW, OL9 0PH, OL9 0PS, OL9 0PJ, OL9 0PP, OL9 0PR, OL9 0PN, OL9 0PL, M24 2EE, OL9 0NJ, OL9 0NL, OL9 0NH, OL9 0NS, OL9 9TE, OL9 9TZ, OL9 9UE, OL9 9UB, OL9 9UD, OL9 9LW, OL9 0NN, OL9 0NW, OL9 0NP, OL9 0NT, OL9 0NU, OL9 0NR, OL9 0NX, OL9 9TD, OL9 9TG, OL9 9TQ, OL9 9TB, OL9 9TJ, OL9 9TW, OL9 9TP, OL9 9TT, OL9 9TS, OL9 9TR, OL9 9TH, OL9 9TL, OL9 9UF, OL9 9UW, OL9 9UN, OL9 9UG, OL9 9TX, OL9 9UH, OL9 9UJ, OL9 9UA, OL9 9UP, OL9 9UR, OL9 9UQ, OL9 9UT, OL9 9US, OL9 9TF, M24 2EF, M24 2FD, OL1 2TQ, OL9 9RL, OL1 2TG, M24 2FB | CAT A | Type 3A | Y
300015 | MIDDLETON JUNCTION | MIDDLETON JUNCTION | 3000154CF27 | MIDDLETON JUNCT DIST | M24 2RN, M24 2RF, M24 2RQ, M24 2RH, M24 2RW, M24 2EB, M24 2FF, M24 2FH, M24 2EL, M24 2UL, M24 2DH, M24 2DE, M24 2EH, M24 2HA, M24 2FA, M24 2EQ, M24 2EG, M24 2FY, M24 2BE, M24 2EY, M24 2EP, M24 2BT, M24 2EW, M24 2FZ, M24 2UY, M24 2UQ, M24 2SJ, M24 2FL | CAT A | Type 3A | Y
300015 | MIDDLETON JUNCTION | MIDDLETON JUNCTION | 3000154CF28 | MILLS HILL SW HS | M24 2SJ, M24 2GZ | CAT A | Type 3A | Y
300015 | MIDDLETON JUNCTION | MIDDLETON JUNCTION | 3000154CF29 | MOOR CL | M24 1AX, M24 2DP, M24 2JR, M24 2JS, M24 2JP, M24 2JW, M24 2JG, M24 2DW, M24 2JF, M24 2JH, M24 2JJ, M24 2TP, M24 2JN, M24 2JL, M24 2DN, M24 2DH, M24 2DQ, M24 2DG, M24 2FX, M24 2UR, M24 2DT, M24 2EQ, M24 2FA, M24 2DY, M24 2DX, M24 2QX, M24 2DU, M24 2DS, M24 2DR, M24 2QS, M24 2ES, M24 2EX, M24 2EZ, M24 2FQ, M24 2FG, M24 2FR, M24 2ER, M24 2DZ, M24 2TR, M24 2TS, M24 2EA, M24 2FS, M24 2ET, M24 2EU, M24 2EY, M24 2GT, M24 2HU, M24 2TB, M24 2JA, M24 2JB, M24 2JD, M24 2TF, M24 2DL, M24 2JE, M24 2DJ, M24 2YG, M24 2HE, M24 2HF, M24 2FU | CAT A | Type 3A | Y
300061 | Hyde | HYDE | 3000613CW01 | CHRISTY CL/HYDE NETWORK | SK14 4SE, SK14 4SF, SK14 4SQ, SK14 4SL, SK14 4SJ, SK14 4JX, SK14 4JU, SK14 4JR, SK14 4JS, SK14 4RX, SK14 4GL, SK14 4GH, SK14 4GN, SK14 4AR, SK14 4GY | CAT D | Type 2
300061 | Hyde | HYDE | 3000613CW02 | MCCARTHY & STONE/DAWSON ST/MARKET ST | SK14 5LW, SK14 5LP, SK14 5LN, SK14 5LL, SK14 5LF, SK14 3AD, SK14 3AA, SK14 3AF, SK14 3AJ, SK14 3AH, SK14 3AQ, SK14 3AG, SK14 3AE, SK6 5JZ, SK14 5EZ, SK14 5ET, SK14 5RY, SK14 5SF, SK14 5RU, SK14 5SG, SK14 5HZ, SK6 1PF, SK14 5EY, SK14 5EX, SK14 5DZ, SK14 5ES, SK14 5SH, SK14 5RX, SK14 5EB, SK14 5EE, SK14 5HG, SK14 5GB, SK14 5JN, SK14 5JL, SK14 5JJ, SK14 5JH, SK14 5JF, SK14 5JG, SK14 5RS, SK14 5RR, SK14 5JQ, SK14 5LA, SK14 5LB, SK14 5LH, SK14 5LJ, SK14 5LQ, SK14 5JZ, SK14 5AD, SK14 5AE, SK14 5AF, SK14 5AQ, SK14 5BG, SK14 5AG, SK14 5AB, SK14 5AT, SK14 5AJ, SK14 5AH, SK14 5HN, SK14 5HW, SK14 5BN, SK14 5AX, SK14 5BD, SK14 5AU, SK14 5BB, SK14 5BW, SK14 5HL, SK14 5HJ, SK14 5GU, SK6 4NT, SK14 3AB, SK6 4NU, SK14 5AL, SK14 5AN, SK14 5AW, SK14 5AP, SK14 5AR, SK14 5AS, SK6 5JQ, SK14 5BE | CAT D | Type 2
300061 | Hyde | HYDE | 3000613CW03 | THROSTLEBANK | SK14 4RY, SK14 4NP, SK14 4SE, SK14 4SB, SK14 4SA, SK14 4RZ, SK14 4NU, SK14 4PA, SK14 4NT, SK14 4NS, SK14 4JU, SK14 4OX, SK14 4NW, SK14 4RW, SK14 4RQ, SK14 4PD, SK14 4SD | CAT D | Type 2
300061 | Hyde | HYDE | 3000613CW04 | HOLME ST | SK14 1ED, SK14 1EB, SK14 1EA, SK14 1DX, SK14 1EY, SK14 1DT, SK14 1BT, SK14 1DU, SK14 1LL, SK14 1LJ, SK14 1HP, SK14 1JG, SK14 1LH, SK14 1JA, SK14 1ES, SK14 1LF, SK14 1JB, SK14 1DN, SK14 1DP, SK14 1JZ, SK14 1HX, SK14 1HT, SK14 1HU, SK14 1JE, SK14 1LE, SK14 1JH, SK14 1LB, SK14 1DS, SK14 1LD, SK14 1JQ, SK14 1DR, SK14 1JF, SK14 1EF, SK14 1EE, SK14 1LG, SK14 1JL, SK14 1JJ | CAT D | Type 2
300061 | Hyde | HYDE | 3000613CW05 | HYDE SUPERMARKET | SK14 1AN, SK14 1AH, SK14 1BA, SK14 1AY, SK14 1BD, SK14 1AT, SK14 2AQ, SK14 1BJ, SK14 2EL, SK14 2BD, SK14 1BN, SK14 1BW, SK14 2NP, SK14 2LX, SK14 1AA, SK14 2LP, SK14 1AL, SK14 2BJ, SK14 2BQ, SK14 2BT, SK14 1EH, SK14 2AD, SK14 2AB, SK15 2AA, SK14 2AA, SK14 2QX, SK14 2EX, SK14 2HL, SK14 2NA, SK14 2HD, SK14 2ND, SK14 2BB, SK14 2AL, SK14 1AE, SK14 2DX, SK14 2DH, SK14 2DY | CAT D | Type 2
300061 | Hyde | HYDE | 3000613CW06 | WOOD ST/MOUNT ST | SK14 5BS, SK14 5HU, SK14 5HX, SK14 5AU, SK14 5AY, SK14 5AZ, SK14 5AX, SK14 5BB, SK14 5BA, SK14 5BY, SK14 5DA, SK14 5BZ, SK14 5BU, SK14 5BX, SK14 5BP, SK14 5HZ, SK14 5JF, SK14 5JB, SK14 5BW, SK14 5DF, SK14 5DG, SK14 5DU, SK14 5DQ, SK14 5DH, SK14 5DD, SK14 5DE, SK14 5DB, SK14 5NY, SK14 5PE, SK14 5PD, SK14 5NX, SK14 5NU, SK14 5NZ, SK14 5PA, SK14 5PB, SK14 1ND, SK14 1NA, SK14 1NB, SK14 1NJ, SK14 1LU, SK14 1LY, SK14 1NQ, SK14 1RW, SK14 1RP, SK14 1EX, SK14 1PJ, SK14 5PL, SK14 5PN, SK14 1PR, SK14 1PT, SK14 1PU, SK14 1PS, SK14 5PQ, SK14 1RT, SK14 1QF, SK14 1RU, SK14 1PP | CAT D | Type 2
300061 | Hyde | HYDE | 3000613CW07 | MOTTRAM RD GODLEY/HIGHBANK VIA T3 AUTO | SK14 2NT, SK14 2NS, SK14 2QE, SK14 3AX, SK14 3AZ, SK14 1ZZ, SK14 2PJ, SK14 3BJ, SK14 3BQ, SK14 3BH, SK14 3GA | CAT D | Type 2
300061 | Hyde | HYDE | 3000613CW11 | NORTHS | SK14 2JW, SK14 2LF, SK14 2LE, SK14 2JR, SK14 2JT, SK14 2JU, SK14 2JQ, SK14 2JD, SK14 2LW, SK14 2JP, SK14 2JN, SK14 2JG, SK14 2HH, SK14 2HY, SK14 4DT, SK14 2LG, SK14 2LH, SK14 2JY, SK14 2LB, SK14 2LD, SK14 2JX, SK14 2LJ, SK14 2JZ | CAT D | Type 2
300061 | Hyde | HYDE | 3000613CW12 | CORPORATION ST | SK14 1AL, SK14 1BR, SK14 1LJ, SK14 1AB, SK14 1AG, SK14 1HW, SK14 1DD, SK14 1DE, SK14 1DW, SK14 1ES, SK14 1ET, SK14 1LH, SK14 1HP, SK14 1LF, SK14 1HT, SK14 1EX, SK14 1EF, SK14 1HG, SK14 1HQ, SK14 1HL, SK14 2TA, SK14 2QT, SK14 2LX, SK14 2QU, SK14 2QR, SK14 2QY, SK14 2TB, SK14 1LU, SK14 1QF, SK14 1HE, SK14 1NT, SK14 1NS, SK14 1QE, SK14 1QQ, SK14 1HF, SK14 1QH, SK14 1QD, SK14 1RH, SK14 1RQ, SK14 1RS, SK14 1RT, SK14 1RR | CAT D | Type 2
300061 | Hyde | HYDE | 3000613CW13 | ASDA HYDE | SK14 2DU, SK14 2DE, SK14 2DS, SK14 2BZ, SK14 2DL, SK14 2DN, SK14 2DH, SK14 2DP, SK14 2DQ, SK14 2DG, SK14 2BX, SK14 2DA, SK14 2DB, SK14 2BY, SK14 2BU, SK14 2BW, SK14 2BT, SK14 2DT, SK14 2BR, SK14 2BJ, SK14 2BP, SK14 1BW, SK14 2BG, SK14 1BD, SK14 1BJ, SK14 1SD, SK14 1SE, SK14 1SF, SK14 1SA, SK14 1SB, SK14 1DG, SK14 1BY, SK14 1BR, SK14 1DF, SK14 1BP, SK14 1HY, SK14 1ER, SK14 1DQ, SK14 1BE, SK14 1EG, SK14 1DN, SK14 1DH, SK14 1DJ, SK14 1DL, SK14 1EQ, SK14 1DP, SK14 1DA, SK14 1EE | CAT D | Type 2
300061 | Hyde | HYDE | 3000613CW14 | MORRISONS HYDE | SK14 2AN, SK14 2JZ, SK14 2EN, SK14 2AU, SK14 2AT, SK14 2AX, SK14 2EP, SK14 2LN, SK14 2LJ, SK14 2HB, SK14 4JT, SK14 2HD, SK14 2HJ, SK14 2HW, SK14 2ND | CAT D | Type 2
300061 | Hyde | HYDE | 3000613CW15 | THORNLEY ST | SK14 5AA, SK14 1JN, SK14 1JJ, SK14 1JW, SK14 1LA, SK14 1JP, SK14 1JR, SK14 1JY, SK14 1QL, SK14 1QN, SK14 1QP, SK14 1QS, SK14 1QX, SK14 1QZ, SK14 1QY, SK14 1QU, SK14 1JS, SK14 1JU, SK14 1HD, SK14 1QW, SK14 1QR, SK14 2BQ, SK14 5HW, SK14 5HP, SK14 5HR, SK14 5HS, SK14 5HT, SK14 5HU, SK14 5HY, SK14 5HJ, SK14 5EW, SK14 5EE, SK14 5EG, SK14 5EF, SK14 5EN, SK14 5EQ, SK14 5EJ, SK14 5EL, SK14 5EH, SK14 5ED, SK14 5EB, SK14 5LD, SK14 5LE, SK14 5ER, SK14 5EP, SK14 5HH, SK14 5SQ, SK14 5SG, SK14 5HZ, SK14 5JD, SK14 5JB, SK14 5JE, SK14 5JA, SK14 5BR, SK14 5RS, SK14 5RR, SK14 5RF, SK14 5RG, SK14 5RP, SK14 5RE, SK14 5JQ, SK14 5DR, SK14 5DN, SK14 5DL, SK14 5DX, SK14 5DP, SK14 5DW, SK14 5DT, SK14 5DJ, SK14 5RX, SK14 5JY, SK14 5LG, SK14 5JZ, SK14 5JX, SK14 5RW, SK14 5RT, SK14 5RU, SK14 5RA, SK14 1RE, SK14 1QA, SK14 1RJ, SK14 1RH, SK14 1RA, SK14 1RD | CAT D | Type 2
300061 | Hyde | HYDE | 3000613CW17 | HYDE NETWORK | SK14 1PL, SK14 1JZ, SK14 2RT, SK14 1JL, SK14 1NP, SK14 1PF, SK14 1NN, SK14 1PQ, SK14 1NR, SK14 1PA, SK14 2RN, SK14 2RW, SK14 1PJ, SK14 2RP, SK14 1PW, SK14 1PP, SK14 1PR, SK14 2RU, SK14 2RX, SK14 1JJ, SK14 1HB, SK14 1PE, SK14 1PD, SK14 1PB, SK14 1QE, SK14 1JY, SK14 5PN, SK14 5PJ, SK14 1PU, SK14 1PX, SK14 5PF, SK14 5PG, SK14 1QA, SK14 5PQ, SK14 5PH, SK14 1QB, SK14 1RH, SK14 5GD, SK14 5PX, SK14 5NF, SK14 5RA, SK14 5RF, SK14 5JN, SK14 5RL, SK14 5SB, SK14 5RJ, SK14 5NG, SK14 5NQ, SK14 5NH, SK14 5LR, SK14 5ND, SK14 5LS, SK14 5LX, SK14 5NJ, SK14 5LY, SK14 5LT, SK14 5NL, SK14 5NS, SK14 5PR, SK14 5JR, SK14 5RH, SK14 5LU, SK14 3BA, SK14 3AL, SK14 3BD, SK14 3BB, SK14 2RS, SK14 2RZ, SK14 2SH, SK14 2SQ, SK14 2SE, SK14 2SG, SK14 2SF, SK14 2SD, SK14 2SA, SK14 3AR, SK14 5NW, SK14 5NN, SK14 5QG, SK14 5QH, SK14 5QJ, SK14 5QL, SK14 5QN, SK14 5QT, SK14 5QU, SK14 5QX, SK14 5QS, SK14 5QP, SK14 5QW, SK14 5QR, SK14 5PY, SK14 5PZ, SK14 5QB, SK14 5QA, SK14 5RZ, SK14 5QD, SK14 5QE, SK14 5RB, SK14 5QF, SK14 5QY, SK14 5QZ, SK14 5RD, SK14 5GA, SK14 5BQ, SK14 3BG, SK14 3BE, SK14 2QT, SK14 2QU, SK14 2NQ, SK14 2ND, SK14 2LX, SK14 2QR, SK14 2QZ, SK14 1RW, SK14 1NY, SK14 1NZ, SK14 2RR, SK14 2RL, SK14 2RQ, SK14 2RD, SK14 2RE, SK14 2RG, SK14 2NN, SK14 2NR, SK14 2NJ, SK14 2NU, SK14 2NX, SK14 2NH, SK14 2NZ, SK14 2PA, SK14 2PB, SK14 2PE, SK14 2RB, SK14 2RH, SK14 2SB, SK14 1ND, SK14 1NH, SK14 2NY, SK14 2HD, SK14 5NU, SK14 5NT, SK14 5PW, SK14 5NP, SK14 5PP, SK14 5NR, SK14 5SR, SK14 5SX, SK14 5SS, SK14 5ST, SK14 5SU, SK14 5SW | CAT D | Type 2
300832 | Belgrave | BELGRAVE | 3008323CF21 | SOMERSBY ST | OL8 1NU, OL8 1NX, OL8 1PE, OL8 1NT, OL8 1NS, OL8 1NR, OL8 1HN, OL8 1QA, OL8 1LD, OL8 1BA, OL8 1AS, OL8 1AT, OL8 1AU, OL8 1BL, OL8 1BN, OL8 1BQ, OL8 1BH, OL8 1JG, OL8 1QB, OL8 1BP, OL8 1BS, OL8 1QD, OL8 1BW, OL8 1QT, OL8 1QG, OL8 1QN, OL8 1LG, OL8 1LE, OL8 1QQ, OL8 1JH, OL8 3DP, OL8 3DW, OL8 3DE, OL8 4HA, OL8 4HJ, OL8 4HB, OL8 4HD, OL8 1BU, OL8 1AF, OL8 1AG, OL8 1AE, OL8 1AL, OL8 1BT, OL8 3DD, OL8 1QS, OL8 1QP, OL8 1QJ, OL8 3BU, OL8 3EE, OL8 3DB, OL8 3ED, OL8 2XA, OL8 1AQ | CAT A | Type 1
300832 | Belgrave | BELGRAVE | 3008323CF22 | BELGRAVE NO4 | OL8 2LB, OL8 2LY, OL8 2LU, OL8 2AE, OL8 2AD, OL8 2AF, OL8 2AB, OL8 2AA, OL8 2JP, OL8 2LA, OL8 2JZ, OL8 2JY, OL8 2JR, OL8 2JU, OL8 2JX, OL8 2JT, OL8 2JS, OL8 1LU, OL8 2LZ, OL8 2BD, OL8 2AZ, OL8 2BS, OL8 2DD, OL8 2DE, OL8 2DF, OL4 1RF, OL4 1RE, OL4 1RD, OL4 1BT, OL4 1RH | CAT A | Type 1
300832 | Belgrave | BELGRAVE | 3008323CF24 | BURLINGTON AVE/EARL MILL | OL8 2LT, OL8 2LD, OL8 2JX, OL8 2LW, OL8 2LP, OL8 2NP, OL8 2NR, OL8 2NS, OL8 2NT, OL8 2NZ, OL8 2NY, OL8 2LF, OL8 2LN, OL8 2LS, OL8 2LE, OL8 2PD, OL8 2LX, OL8 2PE, OL8 2LR, OL8 2PB, OL8 2LG, OL8 2PH, OL8 2PN, OL8 2PR, OL8 2PS, OL8 2PT, OL8 2LL, OL8 2LJ, OL8 2LQ | CAT A | Type 1
300832 | Belgrave | BELGRAVE | 3008323CF28 | ABBEYHILLS | OL8 2DQ, OL8 2DH, OL8 2DX, OL8 2DL, OL8 2DJ, OL8 2EH, OL8 2EA, OL8 2XQ, OL8 2EP, OL4 1RG, OL4 5NA, OL4 5LX, OL4 5LY, OL4 1RQ, OL4 5NH, OL4 5PA, OL4 5NQ, OL4 5NE, OL4 5ND, OL4 5NG, OL4 5NB, OL4 5NF, OL8 2HJ, OL8 2DW, OL4 5NJ, OL4 2DW, OL4 1RA, OL4 5LZ, OL4 5NL, OL4 5NW, OL4 5NT, OL4 5NS, OL4 5NP, OL4 5NR, OL4 5NU, OL4 5NX, OL4 5PB, OL4 5PD, OL4 5PT, OL4 5PN, OL4 5PY, OL4 5PF, OL4 5QA, OL4 5PZ, OL4 5QH, OL4 5QQ, OL4 5QG, OL4 5QJ, OL4 5QF, OL4 5QE, OL4 5PL, OL4 5QD, OL4 5PH, OL4 5PJ, OL4 5PQ, OL4 5PG, OL4 5NZ, OL4 5QB, OL4 5NY, OL4 5QL, OL8 2EE, OL8 2ED, OL8 2EB, OL8 2HX, OL8 2EZ, OL8 2EL, OL8 2HT, OL8 2HU, OL8 2HS, OL8 2EY, OL8 2HA, OL8 2EN, OL8 2EX, OL8 2HD, OL8 2EW, OL8 2HP, OL8 2HH, OL8 2HQ, OL8 2HR, OL8 2HG, OL8 2HB, OL8 2JF, OL8 2JD, OL8 2DG, OL8 2JE, OL8 2JA, OL8 2HZ, OL8 2JJ, OL8 2JN, OL8 2JW, OL8 2JL, OL8 2JB, OL8 2HY, OL8 2XA, OL4 1RF, OL8 2XD, OL8 2XB, OL8 2XH, OL8 2XE, OL8 2XL, OL6 8AH, OL6 8AQ, OL6 8AJ, OL6 8AL, OL6 8AN, OL8 2HE, OL8 2HF | CAT A | Type 1
300832 | Belgrave | BELGRAVE | 3008323CF30 | ROSARY CL/QUANTOCK DR | OL8 3AA, OL8 3TN, OL8 3UG, OL8 3UQ, OL8 3TL, OL8 3TH, OL8 3BD, OL8 3AY, OL8 3BA, OL8 3AJ, OL8 3AL, OL8 3AH, OL8 3AD, OL8 3AB, OL8 3AE, OL8 3BJ, OL8 3BH, OL8 3BQ, OL9 9LT, OL8 3BN, OL8 2QJ, OL8 2QH, OL8 2SH, OL8 2SN, OL8 2SQ, OL8 2SW, OL8 2SL, OL8 2RQ, OL8 2RW, OL8 2SJ, OL8 2SP, OL8 2RE, OL8 2RH, OL8 2RL, OL8 3DA, OL8 3DS, OL8 3DT, OL8 3DL, OL8 3DP, OL8 3DN, OL8 3DW, OL8 3DR, OL8 3DD, OL8 3EE, OL8 3DB, OL8 3EA, OL8 3DZ, OL8 3HA, OL8 3HD, OL8 3HE, OL8 3WJ, OL8 3HP, OL8 3HS, OL8 3HT, OL8 3HU, OL8 2TJ, OL8 3JP, OL8 3HX, OL8 2TQ, OL8 2TN, OL8 2TE, OL8 2TW, OL8 2TP, OL8 2TY, OL8 2TX, OL8 2TU, OL8 2TR, OL8 2TT, OL8 2TS, OL8 2TD, OL8 3HZ, OL8 3HW, OL6 8AQ, OL6 8AW, OL7 9RU, OL7 9RT, OL8 2TZ, OL8 2UA, OL8 2UB, OL8 2TG, OL8 2TH, OL8 2TL, OL8 2OX, OL8 2RR, OL8 2TB, OL8 2RJ, OL8 2RG, OL8 2RS, OL8 2RT, OL8 3EP, OL8 3DJ, OL8 3DF, OL8 3DH, OL8 3DU, OL8 3DG, OL8 3DE, OL8 3DQ, OL8 4HF, OL8 3HF, OL8 3EZ, OL8 3EY, OL8 3EX, OL8 3ES, OL8 3EU, OL8 3ET, OL8 3ER, OL8 3EW, OL8 2NB, OL8 3JS, OL8 3WA, OL8 3WB, OL8 3WE, OL8 3WD, OL8 3WH, OL8 3WS, OL8 3WN, OL8 3WL, OL8 3WQ, OL8 3WG, OL8 3HG | CAT A | Type 1
300832 | Belgrave | BELGRAVE | 3008323CF31 | BELL MILL/PARK CAKE BAKERY | OL8 2NP, OL8 2LS, OL8 2PJ, OL8 2NW, OL8 2NN, OL8 2QS, OL8 2NQ, OL8 2NH, OL8 2NJ, OL8 2NL, OL8 2PL, OL8 2QR, OL8 2QL, OL8 2QD, OL8 3HW, OL8 3HF, OL8 3HG, OL8 2NF, OL8 2NE, OL8 2NG, OL8 2SR, OL8 2RG, OL8 2RE, OL8 2RF, OL8 2RD, OL8 2RA, OL8 2RB, OL8 2PZ, OL8 2PX, OL8 2PY, OL8 2QB, OL8 2QA, OL8 2QF, OL8 2QJ, OL8 2QG, OL8 2RW, OL8 2RP, OL8 2SA, OL8 2SB, OL8 2SE, OL8 2SF, OL8 2SD, OL8 2QQ, OL8 2SG | CAT A | Type 1
301304 | Winifred Rd | WINIFRED RD | 3013043CW01 | HEATH RD | SK3 0XA, SK3 0XE, SK3 0XF, SK3 0SA, SK3 8HR, SK3 8EB, SK3 8ED, SK3 8EE, SK3 8JP, SK3 8JR, SK3 8HW, SK3 8HN, SK3 8HL, SK3 8HH, SK3 8HQ, SK3 8HJ, SK3 8HP, SK3 8HS, SK3 8HX, SK3 8JN, SK3 9QJ, SK3 9QL, SK3 9QW, SK3 9QN, SK3 9QP, SK3 9QR, SK3 9QS, SK3 9QX, SK3 9QZ, SK3 9QY, SK3 9QH, SK3 9QE, SK3 0SD, SK3 9QG, SK3 9RB, SK3 9RT, SK3 9RA, SK3 9QQ, SK3 9QD, SK3 9QF, SK3 9RJ, SK3 9RY, SK2 6RA, SK3 8HE, SK3 8HD, SK3 8HG, SK3 8HF, SK3 8HA, SK2 6RD, SK3 8HZ, SK3 8HT, SK3 6RD, SK3 8JB, SK3 8JD, SK3 8HU, SK3 8JE, SK3 8HB, SK3 8JY, SK2 6JD, SK2 6HA, SK2 6JJ, SK2 6JH, SK2 6JN, SK2 6JG, SK2 6HB, SK2 6HD, SK2 6JF, SK2 6EY, SK3 8NP, SK3 8NN, SK3 8NU, SK3 8NL, SK3 8NJ, SK3 8NH, SK3 8NG, SK3 8NB, SK3 8NF, SK3 8ND, SK3 9QT, SK3 8LF, SK3 9QU, SK8 5QY, SK3 8GN, SK3 8EN, SK3 8EH, SK3 9PN, SK3 8LQ, SK3 8UL, SK3 8UQ, SK3 8US, SK3 8UN | CAT D | Type 2 |  | Type 2 | replacement micro taps no tripping | 29
301304 | Winifred Rd | WINIFRED RD | 3013043CW03 | WINIFRED RD NETWORK | SK2 6JA, SK2 6JJ, SK2 6JL, SK2 6HA, SK2 6HR, SK2 6QE, SK2 6PZ, SK2 6QD, SK2 6PU, SK2 6QL, SK2 6QQ, SK2 6PP, SK2 6PX, SK2 6QA, SK2 6JG, SK2 6JD, SK2 6JQ, SK2 3XE, SK2 6HF, SK2 6HG, SK2 6EU, SK2 6EY, SK2 6HE, SK3 8SA, SK2 8TA, SK3 6HR, SK2 6JW, SK3 8SB, SK3 8SF, SK3 8SG, SK2 7AE, SK2 7AQ, SK2 7AF, SK2 6JS, SK2 6LA, SK2 6LD, SK2 6LB, SK2 6JZ, SK2 6JU, SK2 6EW, SK2 6EQ, SK2 6EP, SK2 7BR, SK2 7BS, SK2 6ES, SK2 6EX, SK2 7AB, SK2 6HL | CAT D | Type 2 |  | Type 2 | replacement micro taps no tripping | 29
301304 | Winifred Rd | WINIFRED RD | 3013043CW04 | BRAMHALL LN/CLIFTON PK RD | SK3 8SA, SK3 8TF, SK3 8SQ, SK3 8SL, SK3 8SH, SK3 8SJ, SK3 8SW, SK3 8SR, SK3 8SB, SK3 8SF, SK3 8SX, SK3 8SY, SK3 8UW, SK3 8TY, SK3 8TZ, SK3 8UH, SK3 8UB, SK3 8UE, SK3 8RY, SK3 8UR, SK3 8SE, SK3 8SU | CAT D | Type 2 |  | Type 2 | replacement micro taps no tripping | 29
301304 | Winifred Rd | WINIFRED RD | 3013043CW05 | HALLAM ST | SK2 6ND, SK2 6RH, SK2 6RQ, SK2 6SP, SK2 6RG, SK2 6SW, SK2 6RE, SK2 6NB, SK2 6HR, SK2 6HY, SK2 6PB, SK2 6PA, SK2 6PE, SK2 6PD, SK2 6HZ, SK2 6LR, SK1 3JN, SK1 3QY, SK1 3RA, SK2 6LS, SK2 6PL, SK2 6PT, SK2 6HA, SK2 6HQ, SK2 6NU, SK2 6QF, SK1 3QE, SK1 3HD, SK1 3QA, SK1 3QB, SK1 3QJ, SK1 3PZ, SK1 3PX, SK1 3PY, SK1 3PJ, SK1 3QD, SK1 3QL, SK2 6NL, SK2 6NG, SK2 6NW, SK1 3JF, SK1 3JG, SK1 3AU, SK1 3HS, SK1 3HJ, SK1 3LG, SK1 3JB, SK1 3JA, SK1 3JD, SK1 3JS, SK1 3HR, SK1 3JZ, SK1 3HW, SK1 3JR, SK1 3QZ, SK1 3JP, SK1 3RB, SK1 3QT, SK1 3QH, SK2 6NQ, SK2 6NN, SK2 6NT, SK2 6SL, SK2 6RS, SK2 6SG, SK2 6TZ, SK2 6RX, SK2 6NP, SK2 6SF, SK1 3UD, SK2 6QP, SK2 6HT, SK4 1AA, SK1 3QF, SK1 3RE, SK1 3HZ, SK1 3LR, SK1 3JL, OL11 3SW, PR2 9PS, SK5 7RZ, M27 6FQ, WN3 4PQ, WN3 4SQ | CAT D | Type 2 |  | Type 2 | replacement micro taps no tripping | 29
301304 | Winifred Rd | WINIFRED RD | 3013043CW10 | NIAGARA ST | SK2 7PH, SK2 7NU, SK2 7NY, SK2 6DT, SK2 7NZ, SK2 7PA, SK2 7NR, SK2 7QQ, SK2 7PS, SK2 7QW, SK2 7QJ, SK2 7QL, SK2 6TA, SK2 7QR, SK2 6BN, SK2 6PQ, SK2 6EL, SK2 6PJ, SK2 6LR, SK2 6PH, SK2 6EB, SK2 6ED, SK2 6EF, SK2 6TJ, SK2 6TL, SK2 6HJ, SK2 6HH, SK2 6EE, SK2 6EQ, SK2 6EG, SK2 6EA, SK2 6EJ, SC2 6EQ, SK2 6GA, SK2 6HA, SK2 7AA, SK2 6EP, SK2 6ER, SK2 6ET, SK2 6ES, SK2 6BP, SK2 6EX, SK2 6LS, SK2 6DQ, SK2 6DY, SK2 6DZ, SK2 6BL, SK2 6DX, SK2 6LZ, SK2 6LU, SK2 6NB, SK2 6NA, SK2 6PG, SK3 6DG, SK2 6TN, SK2 6PT, SK2 6QG, SK2 6QF, SK2 6QE, SK2 6PY, SK2 6PZ, SK2 6TH | CAT D | Type 2 |  | Type 2 | replacement micro taps no tripping | 29
301304 | Winifred Rd | WINIFRED RD | 3013043CW11 | MARRIOT ST/HORTON ST | SK1 3UH, SK2 6RS, SK1 3UB, SK1 3UE, SK3 8AR, SK3 8AB, SK1 3TJ, SK3 9DR, SK3 8AS, SK3 9DU, SK3 9HZ, SK1 3UA, SK1 3EY, SK1 3TZ, SK1 3EX, SK1 3EQ, SK1 3ER, SK1 4LH, SK1 3QH, SK1 3PJ, SK1 3TS, SK1 3JL, SK1 3JW, SK1 3ED, SK1 3EU, SK1 3EB, SK1 3TY, SK14 1DX, SK3 8AF, SK3 8AX, SK3 8BA, SK3 8BD, SK3 9AB, SK3 8EJ, SK3 8EQ, SK3 9DG, SK3 8BP, SK3 8BH, SK3 9HR, SK3 8AD, SK3 8BL, SK3 9DY | CAT D | Type 2 |  | Type 2 | replacement micro taps no tripping | 29
301304 | Winifred Rd | WINIFRED RD | 3013043CW13 | SHAW RD STH | SK2 6QS, SK2 6QZ, SK2 6QX, SK2 6QU, SK3 8BP, SK3 8DW, SK3 8DX, SK3 8DZ, SK3 8JR, SK3 8JS, SK3 8JH, SK3 8DR, SK3 8DT, SK3 8DU, SK3 8JP, SK3 8JG, SK3 8JJ, SK3 8JL, SK3 8JW, SK3 8JN, SK3 8HR, SK3 8JE, SK3 8JF, SK3 8DN, SK2 6SQ, SK2 6ND, SK2 6RH, SK2 6SL, SK2 6SW, SK2 6RJ, SK2 6RL, SK2 6SH, SK2 6SJ, SK2 6RT, SK2 6SG, SK14 1HF, SK2 6RW, SK2 6RN, SK2 6RR, SK2 6WR, SK2 6RS, SK3 8EF, SK3 8EJ, SK3 8EA, SK3 8EE, SK3 8DY, SK1 8ED, SK3 8OX, SK3 8EG, SK1 3TA, SK1 1AA, SK1 3AD, SK1 0BN, SK1 3RN, SK3 9HZ, SK1 3SU, SK1 3SW, SK1 3SX, SK1 1DL | CAT D | Type 2 |  | Type 2 | replacement micro taps no tripping | 29
301304 | Winifred Rd | WINIFRED RD | 3013043CW14 | GARNERS LN | SK3 8LS, SK3 8PA, SK3 8LF, SK3 8LT, SK3 8LU, SK3 8LY, SK3 8LA, SK3 8JZ, SK3 8LD, SK3 8LB, SK3 8NA, SK3 8LP, SK3 8LR, SK3 8NR, SK3 8NS, SK3 8LX, SK3 8LZ, SK3 8NQ, SK3 8ND, SK3 8NE, SK3 8PW, SK3 8QJ, SK3 8PN, SK3 8RH, SK3 8RL, SK3 8QL, SK3 8PP, SK3 8RN, SK3 8PU, SK3 8RW, SK3 8PX, SK3 8PR, SK3 8PT, SK3 8PS, SK3 8QE, SK3 8QA, SK3 8PJ, SK3 8GD, SK3 8QZ, SK3 8RA, SK3 8QW, SK3 8QS, SK3 8QT, SK3 8LQ, SK3 8LN, SK3 8QP, SK3 8RE, SK3 8QR, SK3 8RD, SK3 8RP, SK3 8RF, SK3 8RQ, SK3 8RR, SK3 8RB, SK3 8PQ, SK3 8QD, SK3 8XL, SK3 8UT, SK3 8XB, SK3 8RJ, SK3 8SF, SK3 8SB, SK3 8SG, SK3 8SE, SK3 8SD, SK3 8QU, SK3 8QX, SK3 8QY, SK3 8LH, SK3 8LJ, SK3 8SS, SK3 8LL, SK3 8PY, SK3 8QN, SK3 8LW, SK3 8PE, SK3 8PG, SK3 8NY, SK3 8PH, SK3 8PF, SK3 8NZ, SK3 8LE, SK3 8PL, SK3 8PB, SK3 8PD, SK3 8QQ, SK3 8QF, SK3 8QH, SK3 8QG, SK3 8TB, SK3 8TA, SK3 8SP, SK3 8UD, SK3 8UG, SK3 8UF, SK3 8TX, SK3 8RS, SK3 8RT, SK3 8RX, SK3 8RY, SK3 8UP, SK3 8RZ, SK3 8RU, SK3 8UX, SK3 8UY, SK3 8XA, SK3 8UU, SK3 8UZ | CAT D | Type 2 |  | Type 2 | replacement micro taps no tripping | 29
301435 | Bollington | BOLLINGTON | 3014354CF20 | BRIDEWELL | SK10 5JX, SK11 0AA, SK11 0AB, SK10 5SY, SK10 5SZ, SK10 5UJ, SK10 5UW, SK10 2PG, SK10 2PF, SK10 2PD, SK10 2PE, SK10 5SX, SK11 0AL, SK10 5AU, SK10 5AP, SK10 5AR, SK10 5AL, SK10 5AZ, SK10 5XP, SK10 5HT, SK10 5JU, SK10 5JY, SK10 5LN, SK10 5LW, SK10 5LP, SK10 5LR, SK10 5LS, SK10 5LT, SK10 5NA, SK10 5NN, SK10 5TA, SK10 5TD, SK10 5TF, SK10 5BG, SK10 5BD, SK10 5BE, SK10 5BA, SK10 5AY, SK10 5PF, SK10 5LX, SK10 5BJ, SK10 5LY, SK10 5UN, SK10 5UB, SK10 5UD, SK10 5UE, SK10 5UF, SK10 5UQ, SK10 5UH, SK10 5UG, SK10 5UY, SK10 5XR, SK10 5XE, SK10 5UP, SK10 5XF, SK10 5TE, SK10 5TG, SK10 5AX, SK10 5TJ, SK10 5TH, SK10 5TQ, SK10 5TL, SK10 5TN, SK10 5TX, SK10 5TY, SK10 5AJ, SK11 0AN, SK10 5UA, SK10 5BP, SK10 5PH, SK10 5PJ, SK10 5PG, SK10 5PP, SK10 5BN, SK10 5BR, SK10 5BW, SK10 5BL, SK10 5BF, SK10 5DW, SK10 5TZ, SK10 5BH, SK10 5GF, SK10 5AW, SK11 0AD, SK10 5TB | CAT D | Type 2
301435 | Bollington | BOLLINGTON | 3014354CF21 | VINYL COMPOSITIONS | SK10 5JB, SK10 5NZ, SK11 5NZ, SK10 5JG, SK10 5PT, SK10 5JA, SK10 5DN, SK10 5EY, SK10 5DY, SK10 5DZ, SK10 5EQ, SK10 5HA, SK10 5EZ, SK10 5DL, SK10 5DP, SK10 5DX, SK10 5DS, SK10 5DU, SK10 5DT, SK10 5DR, SK10 2DD, SK10 5EA, SK10 5EB, SK10 5HS, SK10 5HN, SK10 5HH, SK10 5HX, SK10 5HY, SK10 5LF, SK10 5LH, SK10 5LA, SK10 5LQ, SK10 5HZ, SK10 5HE, SK10 5HF, SK10 5LJ, SK10 5JF, SK10 5HR, SK10 5JS, SK10 5JR, SK10 5HT, SK10 5HU, SK10 5YE, SK10 5JQ, SK10 5JH, SK10 5JN, SK10 5JP, SK10 5JW, SK10 5JD, SK10 5AG, SK10 5AH, SK10 5EL, SK10 5EN | CAT D | Type 2
301435 | Bollington | BOLLINGTON | 3014354CF22 | SWANSCOE AVE | SK10 5AP, SK10 5NX, SK10 5NT, SK10 5NU, SK10 5LY, SK10 5LZ, SK10 5NS, SK10 5NB, SK10 5ND, SK10 5NE, SK10 5FA, SK10 5NF, SK10 5NG, SK10 5NQ, SK10 5NH, SK10 5JB, SK11 5JB, SK10 5NJ, SK10 5NL, SK10 5LU, SK10 5NN, SK10 5NW, SK10 5NP, SK10 5NR | CAT D | Type 2
301435 | Bollington | BOLLINGTON | 3014354CF26 | WATER ST/CLARENCE RD/BOLL PRY DIST | SK10 5JR, SK10 5JX, SK10 5JT, SK10 5JU, SK10 5HG, SK10 5XL, SK10 5XH, SK10 5XJ, SK10 5JZ, SK10 5LE, SK10 5LD, SK10 5GR, SK10 5LB, SK10 5XQ, SK10 5UX, SK10 5RP, SK10 5RN, SK10 5UU, SK10 5BP, SK10 5PX, SK10 5PS, SK10 5PW, SK10 5PY, SK10 5QB, SK10 5QJ, SK10 5RE, SK10 5QL, SK10 5DG, SK10 5DH, SK10 5BX, SK10 5BU, SK10 5RF, SK10 5SS, SK10 5ST, SK10 5UP, SK10 5XP, SK10 5BZ, SK10 5DA, SK10 5UR, SK10 5US, SK10 5QR, SK10 5QP, SK10 5QU, SK10 5RJ, SK10 5QY, SK10 5RQ, SK10 5QZ, SK10 5RD, SK10 5QX, SK10 5QH, SK10 5QD, SK10 5QQ, SK10 5QN, SK10 5QS, SK10 5QW, SK10 5GH, SK10 5UT, OL10 5JX, SK10 5PZ, SK10 5PR, SK10 5PU, SK10 5PH, SK10 5PL, SK10 5PJ, SK10 5PA, SK10 5PB, SK10 5QT, SK10 5PD, SK10 5PE, SK10 5PF, SK10 5PN, SK10 5QA, SK10 5QG, SK10 5BN, SK10 5GG, SK10 5XF, SK10 5XG | CAT D | Type 2
301435 | Bollington | BOLLINGTON | 3014354CF27 | CLARENCE MILL/ABS089 CLARENCE COTTS/ | SK12 1SR, SK10 4JU, SK10 4JZ, SK10 4LA, SK10 4LB, SK10 5RS, SK10 5SE, SK16 5SE, SK10 4JX, SK10 4PL, SK10 4PJ, SK10 5RT, SK10 5SD, SK10 5SG, SK10 5RZ, SK10 5RU, SK10 5DA, SK10 5DD, SK10 5SQ, SK10 5SL, SK10 4NU, SK10 5SA, SK10 5QU, SK12 1TG, SK12 1TF, SK12 1TQ, SK12 1UE, SK10 5SH, SK10 5DE, SK10 5RR, SK10 5SF, SK10 5SJ, SK10 4NX, SK10 4NZ, SK10 4NB, SK10 4ND, SK10 4NF, SK10 4PH, SK10 5JT, SK10 5SN, SK10 4NY, SK10 5RX, SK10 4PA, SK10 4PF, SK10 4PQ, SK10 4PG, SK10 4PE, SK10 4PB, SK10 4LE, SK10 5BY, SK10 5BZ, SK10 5QZ, SK10 5RH, SK10 5RA, SK10 5RB, SK10 5RD, SK10 5SB, SK10 4LD, SK10 4NT, SK10 5SR | CAT D | Type 2
301435 | Bollington | BOLLINGTON | 3014354CF28 | LOWERHOUSE MILL/ABS134 LOWERHOUSE MILL | SK10 4JJ, SK10 4DN, SK10 4JH, SK10 4HU, SK10 4HY, SK10 4HZ, SK10 4DS, SK10 4JA, SK10 4JB, SK10 4JD, SK10 4JG, SK10 4JQ, SK10 4JE, SK10 4ED, SK10 5EX, SK10 5EL, SK10 5ER, SK10 5AE, SK10 5EU, SK10 5ES, SK10 5FB, SK10 5ET, SK10 5EJ, SK10 5EG, SK10 5EF, SK10 5HH, SK10 5ED, SK10 5EY, SK10 5HX, SK10 5SJ, SK10 4QH, SK10 4QJ, SK10 4QL, SK10 4QS, SK10 4QT, SK10 4QX, SK10 4QY, SK10 5AQ, SK10 4LE, SK10 4DZ, SK10 4AY, SK10 4NB, SK10 5SN, SK10 4FZ, SK10 4AX, SK10 4AR, SK10 5HW, SK10 5HF, SK10 5HP, SK10 5HJ, SK10 5HL, SK10 5AH, SK10 4EP, SK10 4EQ, SK10 4EA, SK10 4EB, SK10 4EE | CAT D | Type 2
301671 | Gowhole | GOWHOLE | 3016714CW03 | VINE TAVERN | SK22 2NS, SK22 2EY, SK22 1DH, SK22 1DW, SK22 1AF, SK22 1AB, SK22 1AE, SK12 5AA, SK22 1AA, SK22 1BL, SK12 5BN, SK22 1BW, SK22 1BP, SK12 5BP, SK22 1BT, SK22 1BS, SK12 4JE, SK22 1BX, SK22 1BZ, SK22 1BY, SK22 1DA, SK12 5DH, SK22 1BJ, SK22 1BN, SK12 4PN, SK22 4PN, SK22 4PP, SK22 4PD, SK12 4PW, SK22 4PW, SK22 2HB, SK22 2HE, SK12 5HB, SK22 2HD, SK12 5EZ, SK22 2EZ, SK22 2HF, SK22 2HQ, SK12 5HQ, SK4 4JU, SK22 2EP, SK22 7BG, SK12 5EP, SK22 2EW, SK22 2HJ, SK12 5EW, SK22 2ET, SK12 5HJ, SK22 2HS, SK22 2HL, SK22 2HW, SK22 2HP, SK22 2HN, SK12 5HL, SK22 2ND, SK12 5EN, SK22 2EN, SK22 2NE, SK22 2HR, SK22 2NF, SK12 5NF, SK22 2NG, SK22 2NR, SK12 5NR, SK22 2NH, SK22 1DN, SK12 5DN, SK22 1DJ, SK22 4HY, SK22 4HT, SK22 4HR, SK22 4HS, SK22 4HU, SK22 4HZ, SK22 4HX, SK22 2JS, SK12 5AH, SK23 7QF, SK12 5JG, SK22 2JE, SK22 2JL, SK22 2JZ, SK22 2JU, SK22 2JQ, SK12 5JU, SK22 2JG, SK22 2EX, SK12 5JQ, SK22 2JJ, SK12 5JH, SK22 2JH, SK22 2JX, SK12 5JX, SK12 5EX, SK22 2EU, SK12 5ES, SK22 2ES, SK22 2JD, SK22 2ER, SK12 5JD, SK12 5JE, SK12 5JF, SK22 2JF, SK12 5EU, SK6 6BT, SK22 2JR, SK12 5JS, SK12 5JR, SK22 2LN, SK12 5LE, SK22 2LE, SK22 2NN, SK22 2NL, SK22 2NQ, SK12 5NQ, SK12 1RF, SK22 2AT, SK22 4QL, SK12 4QJ, SK22 4QJ, SK12 5JT, SK22 2JT, SK22 2HA, SK22 2HH, SK22 1DL, SK22 4QN, SK12 6AZ, SK12 4HY, SK12 0QE, SK12 6OX, SK22 1DB, SK22 1DD, SK22 1DE, SK22 1DF, SK22 1DQ, SK22 1JW, SK22 1DG, SK22 4QH, SK22 4JA, SK22 4JB, SK12 5DF, SK12 4JB, SK22 4JD, SK22 2LP, SK22 2LS, SK22 2LR, SK12 5LS, SK12 5LP, SK22 2LT, SK22 2NW, SK22 2NP, SK12 5NN, SK22 2LH, SK22 2LJ, SK12 5LJ, SK22 2LL, SK22 1DP, SK12 5BT, SK22 2JW, SK12 5JW, SK22 2JP, SK12 5JP, SK22 4PR, SK22 1AL, SK22 1AJ, SK23 6AJ, SK12 5BS, SK12 4QL, SK22 2NJ, SK22 2HG, SK22 2LD, SK22 2HT, SK12 5HT, SK22 2PB, SK22 2PD, SK22 2PE, SK22 2PA, SK22 2PL, SK22 2PJ, SK22 2PH, SK22 2PG, SK22 4LU, SK13 6JZ, SK22 4QW, SK12 4QW, SK22 2LQ, SK22 1AH, SK22 2JN | CAT D | Type 2
301671 | Gowhole | GOWHOLE | 3016714CW04 | BRITTANIA TRADING EST/WESTERN LN TEED | SK23 7ND, SK12 6BY, SK12 6TJ, SK23 6BY, SK23 7NR, SK12 7NR, SK23 7QQ, SK23 7NH, SK23 7EE, SK12 7NQ, SK23 7NS, SK12 7NS, SK23 7LY, SK23 7EW, SK12 7ND, SK23 7NB, SK23 7NT, SK12 7NT, SK23 7NA, SK23 7LZ, SK12 7NE, SK23 7TA, SK23 7NE, SK23 7NQ, SK23 7TB, SK23 7NJ, SK12 7NJ, SK12 7JH, SK12 7NH, SK23 7RH, SK23 7NF, SK23 7SE, SK12 7NF, SK23 7SD, SK23 7SP, SK12 7LY, SK23 6DA, SK23 6BZ, SK23 7PD | CAT D | Type 2
301671 | Gowhole | GOWHOLE | 3016714CW05 | ALBION RD/LO-COST | SK22 3ES, SK12 3ES, SK22 3EU, SK22 3EL, SK22 3EJ, SK22 3ER, SK12 3EP, SK22 4DB, SK12 3EL, SK12 3EJ, SK22 4BY, SK22 4BS, SK22 4AH, SK22 4AA, SK12 4AA, SK22 4AP, SK22 4AL, SK22 4AE, SK22 4AS, SK22 3EX, SK22 3HP, SK12 4BY, SK6 7AA, SK22 4DA, SK22 4BZ, SK22 3EN, SK22 4NG, SK22 4NU, SK22 4NJ, SK22 4NS, SK12 4NS, SK22 4NW, SK12 4NW, SK22 4NH, SK22 4NT | CAT D | Type 2
301671 | Gowhole | GOWHOLE | 3016714CW06 | FURNESS VALE IND EST/GOWHOLE OHL | SK23 7PZ, SK22 4PS, SK22 3EX, SK12 3JL, SK22 3HJ, SK12 3EY, SK12 3EX, SK22 3EY, SK12 3EZ, SK22 3HF, SK22 3HE, SK12 3HE, SK22 3JJ, SK12 3JJ, SK22 3JL, SK22 3JN, SK22 3JP, SK12 3JP, SK22 3HZ, SK22 3HU, SK12 3HN, SK22 3HN, SK22 3HW, SK22 3HS, SK12 3HS, SK22 3HL, SK12 3HL, SK22 3HP, SK12 3HP, SK22 3EG, SK22 3EH, SK22 3JQ, SK22 3JX, SK22 3LA, SK23 7PX, SK22 3LH, SK12 2HE, SK12 2HA, SK12 2DY, SK22 3JW, SK22 3JR, SK22 3JS, SK12 3JS, SK12 3JT, SK22 3JT, SK22 3LR, SK23 7QD, SK23 7QB, SK23 7QA, SK12 3JA, SK22 3JA, SK22 3JB, SK22 4PN, SK12 2PY, SK12 2RH, SK12 2RJ, SK12 3JY, SK23 7SW, SK12 2ER, SK12 2EP, SK12 2EN, SK12 2HP, SK12 2HR, SK12 2EJ, SK12 2EL, SK12 2EE, SK12 2RB, SK12 2RD, SK12 2RF, SK12 3LD, SK12 2RE, SK12 3LA, SK12 2RA, SK12 3LB, SK12 2RG, SK12 2RN, SK12 3LG, SK12 7QA, SK23 7QE, SK12 3HF, SK22 3HQ, SK22 3HH, SK12 2HJ | CAT D | Type 2
301671 | Gowhole | GOWHOLE | 3016714CW10 | NEW ST | SK22 1AU, SK22 3AY, SK6 5LT, SK6 5LS, SK13 5SB, SK6 5DF, SK6 5NR, SK6 5NP, SK6 5NT, SK22 4QB, SK12 4QD, SK22 4QD, SK13 6JZ, SK12 5ED, SK22 1ES, SK22 1ED, SK12 5DY, SK13 6ED, SK6 5NE, SK22 4QR, SK22 3AX, SK22 3AU, SK22 4BP, SK22 4BW, SK22 4JU, SK22 4AH, SK12 4AH, SK22 4AL, SK22 4AW, SK22 4BR, SK12 4NP, SK22 4NP, SK22 4BN, SK22 4JT, SK12 4BP, SK22 4BA, SK12 4BA, SK22 4BL, SK22 4AP, SK12 4AL, SK22 4DJ, SK22 4NL, SK22 4NN, SK12 4NN, SK22 4NE, SK23 0JF, SK22 4AN, SK22 2PA, SK22 4FE, SK22 4PU, SK22 4AA, SK22 4JB, SK22 4JE, SK22 4HQ, SK22 4HG, SK12 4HG, SK22 4LH, SK22 4LN, SK22 4LW, SK22 4LF, SK22 4LG, SK22 4JF, SK22 4LP, SK22 4LR, SK22 1BB, SK22 1BA, SK22 1AZ, SK12 5AZ, SK22 1AS, SK22 1AT, SK22 1AW, SK22 1AP, SK22 1AR, SK22 1AN, SK22 1AB, SK22 1AQ, SK22 1AG, SK22 1EB, SK6 5NG, SK22 3LG, SK22 4DX, SK22 4DY, SK22 4DZ, SK22 4EA, SK22 4EE, SK22 4ED, SK22 4EB, SK3 0XR, SK22 4EG, SK22 4QQ, SK22 4EL, SK22 4EJ, SK22 4PN, SK12 4PN, SK22 4PP, SK22 4NZ, SK22 4PD, SK22 1DX, SK6 5PZ, SK22 1DY, SK6 5LR, SK6 5NS, SK22 4QE, SK12 4QE, SK22 1AX, SK22 4AU, SK22 4AZ, SK22 4BS, SK22 3BT, SK22 3BU, SK22 3BX, SK22 3BR, SK22 4AT, SK22 4AE, SK12 4AE, SK12 4AA, SK22 4AQ, SK12 4AQ, SK22 3BS, SK22 4BT, SK22 4AS, SK22 4AY, SK12 4AY, SK22 4BB, SK22 4BD, SK22 4BE, SK12 4BG, SK22 4BG, SK22 4BQ, SK12 4BQ, SK12 4BH, SK22 4BH, SK22 3GA, SK22 4AX, SK22 4BJ, SK6 5NF, SK22 4HJ, SK22 4DN, SK22 4HN, SK12 4HJ, SK22 4HL, SK22 4HP, SK22 4HD, SK22 1AY, SK12 5AY, SK22 1EA, SK12 5LW, SK22 4QG, SK22 4EN, SK22 4PF, SK22 4PE, SK22 4PX, SK22 4PB, SK22 4NY, SK22 4NU, SK22 4NX, SK22 4PA, SK12 4PA, SK22 4PL, SK12 4NJ, SK22 4PT, SK22 4DW, SK22 4DP, SK22 4DR, SK12 3HL, SK22 4EH, SK22 4EQ, SK22 4DT, SK22 4DU, SK22 4EU, SK22 4ET, SK12 4DW, SK12 4EN, SK22 4EP, SK22 4ER, SK22 4ES, SK12 5EB, SK13 5SA, SK13 5HN, SK6 5RX, SK22 3JB, SK12 3JB, SK22 3EB, SK12 3EA, SK22 3EA, SK22 3BW, SK12 3BW, SK22 3DP, SK22 3DZ, SK12 3DP, SK22 3DY, SK12 3DT, SK22 3DX, SK22 3DT, SK22 3DU, SK12 3DR, SK22 3DR, SK22 3DS, SK22 3DN, SK22 3DA, SK22 3DW, SK12 3DW, SK12 3DN, SK22 3BP, SK22 3BZ, SK12 3BZ, SK22 3BY, SK22 3BL, SK12 3BL, SK22 3PB, SK22 1BP, SK22 3DD, SK22 3JA, SK22 3BG, SK6 5DZ, SK12 4JQ, SK22 4LJ, SK22 4LD, SK22 4LA, SK22 4LE, SK22 4JG, SK22 4LS, SK12 4JG, SK22 4LT, SK22 4LU, SK22 4LX, SK22 4JH, SK22 4JJ, SK22 4JQ, SK22 4PJ, SK12 4LS, SK22 4GA, SK22 4GB, SK22 3DF, SK22 3DQ, SK22 3DL, SK22 3ED, SK22 3DH, SK22 3DG, SK22 1EF, SK22 4JY, SK12 4JY, SK22 4JX, SK22 4LQ, SK12 4LG, SK22 4JZ, SK22 4NR, SK22 4PQ, SK22 4PG, SK12 4PQ, SK22 4PH, SK12 4QQ, SK22 5BU, SK22 3AZ, SK22 3AT, SK22 3AS, SK22 3AR, SK22 3AP, SK6 5JQ, SK22 4QA, SK22 3DB, SK12 3DB, SK22 3DE, SK22 3DJ, SK22 3EE, SK22 3EF, SK12 3EF, SK12 4EW, SK22 4EW, SK12 5BB, SK13 5RU, SK13 5RS, SK13 5DN, SK13 5RT, SK13 1AY, SK13 5RZ, SK12 2HW, SK22 4HH, SK22 4HW, SK12 4LL, SK22 4LL, SK22 4QF, SK12 4QF, SK22 4PR, SK6 5RY, SK14 6RY, SK6 5RZ, SK14 6RX, SK22 4EF | CAT D | Type 2
301671 | Gowhole | GOWHOLE | 3016714CW11 | GROVE MILL/HOLLINWOOD RD/DISLEY | SK12 2HL, SK12 2HJ, SK12 2HN | CAT D | Type 2
301671 | Gowhole | GOWHOLE | 3016714CW12 | FURNESS VALE | SK12 7AD, SK23 7AD, SK23 7BL, SK23 7BW, SK12 7BL, SK23 7BJ, SK23 7GH, SK23 7EB, SK23 7PW, SK23 7PB, SK23 7PD, SK12 7PD, SK23 7PF, SK12 5HS, SK10 5XL, SK23 7EJ, SK12 7EH, SK23 7EH, SK23 7RF, SK23 7RG, SK12 7RG, SK23 7EW, SK23 7EL, SK12 7EL, SK23 7ED, SK12 6RP, SK23 7EE, SK23 7PE, SK23 7HT, SK23 7HX, SK23 7JA, SK12 7JA, SK12 7JE, SK12 7HY, SK23 7HY, SK12 7HT, SK23 7HR, SK12 7HR, SK23 7HU, SK23 7HZ, SK23 7JE, SK23 7LE, SK23 7LF, SK23 7LG, SK23 7HS, SK12 7HS, SK23 7ND, SK12 7BJ, SK23 0OX, SK23 7JB, SK23 7HD, SK12 7HD, SK23 7HB, SK12 6NS, SK12 7HB, SK12 9UB, SK23 7AS, SK12 7AS, SK23 7AU, SK23 7AB, SK23 7AX, SK23 7AY, SK23 7BU, SK23 7BH, SK23 7RT, SK23 7RR, SK23 7RS, SK23 7RY, SK23 7AN, SK23 7AW, SK23 7AR, SK23 7AL, SK23 7AJ, SK23 7BN, SK23 7GD, SK23 7GA, SK23 7GB, SK23 7JZ, SK23 7JG, SK23 7JH, SK23 7JF, SK23 7LB, SK12 7JZ, SK23 7LA, SK23 7LD, SK23 7FA, SK33 7FA, SK23 7DQ, SK12 1VV, SK23 1DX, SK23 7GG, SK23 7DZ, SK23 7QU, SK23 7BR, SK12 7EB, SK23 7DW, SK12 7DW, SK23 7DL, SK23 7DH, SK23 7SB, SK23 7DP, SK23 7EF, SK23 7SA, SK23 7DN, SK23 7DR, SK23 7DS, SK23 7EG, SK23 7DT, SK23 7EQ, SK23 7RE, SK12 7QU, SK12 7RE, SK23 7EX, SK23 7EY, SK23 7EZ, SK23 7HA, SK23 7EU, SK23 7DU, SK12 7DY, SK23 7DY, SK23 7LP, SK23 7AA, SK23 7HP, SK12 7HP, SK12 7AA, SK23 7PA, SK12 7LS, SK23 7LS, SK23 7LX, SK12 7LX, SK23 7LU, SK23 7LT, SK23 7LR, SK23 7HN, SK1 3BZ, SK12 7AE, SK23 7SR, SK23 7FZ, SK23 7ZF, SK12 7JL, SK23 7EP, SK23 7JN, SK23 7LJ, SK23 7JR, SK23 7JP, SK23 7JL, SK23 7EA, SK12 7PW, SK23 7PS, SK23 7PT, SK12 7PN, SK12 7PS, SK23 7PP, SK23 7PU, SK23 7BP, SK12 7BP, SK23 7QS, SK23 7PG, SK23 7PN, SK23 7QP, SK23 7PR, SK23 7QA, SK23 7PQ, SK12 7PF, SK23 7PL, SK23 7QN, SK23 7AP, SK23 7BE, SK23 7AF, SK23 7AE, SK23 7AQ, SK23 7AH, SK23 7AG, SK12 7AG, SK23 7RZ, SK12 7AW, SK23 7HE, SK23 7HF, SK23 7BZ, SK12 7BW, SK23 7BB, SK12 7BB, SK23 7BA, SK23 7AT, SK23 7BV, SK12 7DD, SK23 7DD, SK23 7DE, SK23 7DF, SK23 7DG, SK23 7DJ, SK12 7DJ, SK12 7DH, SK12 6LL, SK23 7GE, SK23 7DB, SK12 7RF, SK23 7QW, SK23 7AZ, SK23 7BD, SK12 7AX, SK23 7BG, SK23 7BQ, SK23 7RU, SK23 7RX, SK12 2RD, SK23 7LH, SK23 7BS, SK23 7JX, SK23 7JT, SK23 7JU, SK23 7JS, SK23 7JY, SK23 7PH, SK12 3LQ, SK23 7JW, SK12 7JG, SK12 7JQ, SK12 7JW, SK23 7GF, SK23 6XX, SK23 7GZ, SK23 7JQ, SK23 7GY, SK23 7GX, SK23 7RB, SK12 7RB, SK23 7RD, SK23 7QY, SK12 7QZ, SK23 7QZ, SK12 7EJ, SK23 7TE, SK12 7QY | CAT D | Type 2
301671 | Gowhole | GOWHOLE | 3016714CW13 | GOWHOLE NETWORK | SK23 6DP, SK23 7NN, SK12 7NN, SK23 7QL, SK23 7QJ, SK23 7QG, SK23 7NP, SK23 6AR, WN3 4HN, SK23 6EU, SK23 6AS, SK12 6AR, SK23 6AT, SK23 6AU, SK23 6AZ, SK23 6AA, SK12 6AA, SK23 6AD, SK23 6BD, SK23 6AX, SK23 6AB, SK23 6BE, SK12 6BE, SK12 6BD, SK12 6RE, SK23 6AY, SK23 7VW, SK23 6DE, SK23 7QH, SK12 7QH, SK23 7QE, SK23 6AL, SK23 6AH, SK12 6AH, SK23 6AJ, SK23 0QL, SK12 6QL, SK23 6EA, SK12 6EA, SK23 6DZ, SK12 6DZ, SK23 6ED, SK23 6EB, SK23 6AE, SK12 6EB, SK23 6EW, SK23 6EE, SK23 6AW, SK23 6DJ, SK23 6AF, SK23 6AG, SK23 6AQ, SK12 6AQ, SK23 6QL, SK23 6BX, SK23 9RU, SK23 6BH, SK23 6BL, SK23 6BJ, SK23 6BQ, SK23 6DH, SK23 6DQ, SK23 6DD, SK23 6BN, SK12 7QG, SK23 6AP, SK23 6AN, SK23 6BA, SK23 6ET, SK23 6BG, SK23 6DF, SK23 6BW, SK12 6BP, SK23 6EJ, SK12 6BR, SK23 6BU, SK23 6RE, SK23 6LX, SK23 7NW, SK23 7NL, SK12 7NL, SK23 7NX, SK23 7QQ, SK23 7TD, SK23 6DB, SK23 6DA, SK23 6BS | CAT D | Type 2
301671 | Gowhole | GOWHOLE | 3016714CW14 | KNOWLES BWKS/ABS021/ROTATIONAL MLDGS | SK12 2BY, SK12 7BS, SK12 7BP, SK23 7BT, SK23 7PX, SK23 7PY, SK12 7PY, SK23 7PZ, SK12 2AR, SK12 2AS, SK23 7BS, SK12 2AN, SK23 7PH, SK23 7HU, SK12 7PA, SK12 7PF, SK12 3LH, SK12 3LQ, SK12 2LH, SK12 2PY, SK12 2HG, SK12 2RQ, SK12 2HQ, SK12 2HH, SK12 2HF, SK12 2BX, SK12 2DJ, SK12 2AY, SK12 2BZ, SK12 8BZ, SK12 2AL, SK22 3LL, SK23 7RB, SK23 7RA, SK23 7QA, SK12 7QA, SK23 7QR, SK12 7QR, SK23 7QS, SK23 7SW, SK23 7SN, SK12 2AP, SK12 7PZ, SK12 2AZ, SK12 2DA, SK12 2DP, SK12 2DN, SK12 2DF, SK12 2DG, SK12 2BW, SK12 2BN, SK12 2BU, SK12 2DB, SK12 2DE, SK12 2BR, SK12 2DD, SK12 2DH, SK12 2NY, SK12 7BT, SK12 2AW, SK22 3LG, SK12 3LL, SK12 7QU, SK23 7RD, SK12 7RD, SK23 7QU, SK23 7QY, SK23 7QX, SK12 7RN, SK23 7RN, SK23 7PJ | CAT D | Type 2
302292 | WILLOWBANK | WILLOWBANK | 3022923CF22 | COLLEGE ALDERSON ST | OL9 6EJ, OL9 6AA, OL9 6AT, OL9 6BG, OL9 6BQ, OL9 6HZ, OL9 6BE, OL9 6AD, OL9 6HY | CAT D | Type 2
302292 | WILLOWBANK | WILLOWBANK | 3022923CF24 | YASMIN GARDENS | OL1 2NP, OL1 2NR, OL1 2PJ, OL1 2NG | CAT D | Type 2
302292 | WILLOWBANK | WILLOWBANK | 3022923CF25 | BURNLEY LN | OL1 1XR, OL1 2QS, OL9 0BW, OL9 0BP, OL9 0AS, OL9 0AR, OL9 0AP, OL9 0AN, OL9 0AW, OL9 0AL, OL9 0AA, OL9 0AB, OL1 2RF, OL1 2RG, OL9 0QS, OL1 2RJ, OL9 0QR, OL9 0QP, OL1 2RE, OL9 0BN, OL1 2RQ, OL1 2RT, OL9 0QT, OL1 2QT, OL1 2QU, OL1 2QY, OL1 2QZ, OL1 2RA, OL1 2RB, OL1 2RD, OL2 6HP, OL1 2SU, OL1 2SX, OL1 2RU, OL2 5NN, OL1 2SZ, OL1 2SY, OL1 2SP, OL1 2RX, OL1 2RZ, OL1 2RY, OL1 2SA, OL1 2SB, OL1 2RR, OL3 5RJ, M24 2RW, M24 2RY, M24 2RP | CAT D | Type 2
302292 | WILLOWBANK | WILLOWBANK | 3022923CF26 | ELLEN ST | OL9 6QJ, OL9 6QL, OL9 6QT, OL9 6QR, OL9 6QB, OL9 6QH, OL9 6QU, OL9 6LR, OL9 6LS, OL9 6LP, OL9 6LU, OL9 6LJ, OL9 6QE, OL9 0HB, OL9 0EN, OL9 0EJ, OL9 0EG, OL9 0EF, OL9 0EA, OL9 0EE, OL9 0ED, OL9 0EQ, OL9 0DZ, OL9 6RQ, OL9 6RH, OL9 6RJ, OL9 0HL, OL9 0DG, OL9 0EY, OL9 0EZ, OL9 0DE, OL9 0DA, OL9 0BY, OL9 0DX, OL9 6SW, OL9 6PB, OL9 6PD, OL9 6PG, OL9 6PF, OL9 6PE, OL9 6PQ, OL9 6PJ, OL9 0LG, OL9 9SH, OL9 0LQ, OL9 9LF, OL9 9LD, OL9 9LE, OL9 9LQ, OL9 0JX, OL9 6AY, OL9 0JY, OL9 0JZ, OL9 0LA, OL9 0LB, OL9 9SP, OL9 9SN, OL9 0HW, OL9 0HJ, OL9 0LL, OL9 0XA, OL9 0HX, OL9 0HP, OL9 0HU, OL9 0HY, OL9 0HN, OL9 0HZ, OL9 0HR, OL9 0JA | CAT D | Type 2
302292 | WILLOWBANK | WILLOWBANK | 3022923CF27 | LANSDOWNE RD | OL9 9LZ, OL9 9LH, OL9 6JR, OL9 9EG, OL9 9EQ, OL9 9LG, OL9 9EF, OL9 9NA | CAT D | Type 2
302292 | WILLOWBANK | WILLOWBANK | 3022923CF31 | WERNETH SPIN/OLDHAM HOSP A/MAGDALA | OL1, OL1 2HP, OL1 2BH, OL1 2DN, OL1 2XU, OL1 2PQ, OL1 2NE, OL1 2LZ, OL1 2LX, OL1 2PG, OL1 2PF, OL1 2NF, OL1 2AB, OL1 2PY, OL1 2HF, OL1 2LJ, OL1 2LR, OL1 2LP, OL1 2BX, OL1 2BU, OL1 2BY, OL1 2BZ, OL1 2DB, OL1 2HD, OL1 2HG, OL1 2XL, OL1 2PX, OL2 6AE, OL2 6AG, OL2 6DD, OL2 6DE, OL2 2DE, OL2 6DF, OL2 6AB, OL2 6DH, OL1 2LS, OL1 2JX, OL1 2LE, OL1 2JP, OL1 2JL, OL1 2JQ, OL1 2LD, OL1 2JZ, OL1 2UA, OL1 2UE, OL1 2UD, OL1 2UB | CAT D | Type 2
302292 | WILLOWBANK | WILLOWBANK | 3022923CF32 | B&Q WESTHULME AVE/WESTHULME AVE | OL9 0EW, OL1 2PW, OL1 2PR, OL1 2PS, OL1 2QB, OL1 2PP, OL1 2QG, OL1 2QQ, OL1 2QH, OL1 2QJ, OL1 2RH, OL1 2QW, OL1 2QP, OL1 2QR, OL9 0EH, OL9 0EP, OL9 0ER, OL9 0ES, OL9 0ET, OL9 0BZ, OL9 0BX, OL9 0EF, OL9 0EJ, OL9 0LQ, OL9 0BY, OL9 0BT, OL9 0RG, OL9 0QS, OL9 0AY, OL9 0RR, OL9 0RP, OL9 0RN, OL9 0QD, OL9 0RQ, OL9 0RW, OL9 0RS, OL9 0RL, OL9 0RJ, OL9 0RH, OL9 0QT, OL9 0NF, OL9 0AT, OL9 0AU, OL9 0AX, OL9 0AZ, OL9 0BA, OL9 0BE, OL9 0BB, OL9 0BD, OL9 0AN, OL1 2PT, OL1 2QF, OL1 2QA, OL1 2PA, OL1 2PN, OL9 8RS, OL9 8RR, OL9 9RA, OL9 9RB, OL9 9QY, OL9 9QX, OL9 9QU, OL9 XXX, OL9 9QZ | CAT D | Type 2
302292 | WILLOWBANK | WILLOWBANK | 3022923CF33 | RUSKIN ST | OL1 2HQ, OL1 2HN, OL1 2HW, OL1 2HG, OL1 2HR, OL1 2HJ, OL1 2HH, OL1 2EQ, OL1 2HL, OL1 2EF, OL1 2EE, OL1 2EG, OL1 2EL, OL1 2EW, OL1 2EN, OL1 2EJ, OL9 6DH, OL9 6BY, OL9 6DJ | CAT D | Type 2
302292 | WILLOWBANK | WILLOWBANK | 3022923CF34 | BRIERLEY ST/SHERWOOD ST | OL9 6SD, OL9 6RB, OL9 6RE, OL9 6SE, OL9 6SF, OL9 6SG, OL9 6SQ, OL9 6QZ, OL9 6RY, OL1 2PN, OL1 2PW, OL9 0BX, OL9 0BU, OL9 6RF, OL9 6RR, OL9 0BT, OL9 6RT, OL9 6SB, OL9 6RD, OL9 6RS, OL9 6NY, OL9 6RW, OL9 6RN, OL9 6RP, OL9 6RG, OL9 0DE, OL9 6NE, OL9 9JX, OL9 0HH, OL9 6LD, OL9 6NR, OL9 6NN, OL9 6SH, OL9 6NX, OL9 6SL, OL9 6NQ, OL9 6PP, OL9 6SR, OL9 6NL, OL9 6NW, OL9 6PS, OL9 6PE, OL9 0HQ, OL9 0HJ, OL9 0HL, OL9 6JN, OL9 6NJ, OL9 0LJ, OL9 9LA, OL9 9LD, OL9 9LB, OL9 6PY, OL9 0JL, OL9 0JJ, OL9 0JT, OL9 0JN, OL9 0JU, OL9 0HE, OL9 9JJ, OL9 9JL, OL9 9JH, OL9 9JE, OL9 9JG, OL9 9JQ, OL9 9JF, OL9 9HN, OL9 9HY, OL9 9HW, OL9 9HS, OL9 9HX, OL9 9HZ, OL9 9JA, OL9 9HU, OL9 9JB, OL9 9JD, OL9 9HT, OL9 9HR, OL9 9HA, OL9 9EE, OL9 0LS, OL9 9JN, OL9 0LR, OL9 0JD, OL9 6LF, OL9 6PW, OL9 6PU, OL9 6NB, OL9 6PX, OL9 6LX, OL9 6LG, OL9 6LH, OL9 6JY, OL9 6JZ, OL9 6LA, OL9 6SJ, OL9 6SN, OL9 6SP, OL9 6ND, OL1 2EY, OL1 2HA, OL1 2HQ, OL1 2EH, OL1 2EW, OL1 2NW, OL1 2NN, OL1 2NH, OL1 2NJ, OL1 2PU, OL1 2NS, OL1 2NT, OL1 2NL, OL9 6TR, OL1 2NR, OL9 6SA, OL1 2JN, OL1 2PJ, OL9 9XB | CAT D | Type 2
302292 | WILLOWBANK | WILLOWBANK | 3022923CF35 | ASHLEY ST | OL9 6HS, OL9 6AD, OL9 6AT, OL9 6BE, OL9 6BG, OL9 6BD, OL9 6BH, OL9 6BL, OL9 6QB, OL9 6QA, OL9 6LB, OL9 6LE, OL9 6LQ, OL9 6JY, OL9 6LJ, OL9 6LX, OL9 6JH, OL9 9EG, OL9 6JU, OL9 6PU, OL9 6LH, OL9 6JX, OL9 6NA, OL9 6LY | CAT D | Type 2
302292 | WILLOWBANK | WILLOWBANK | 3022923CF36 | ELK MILL RETAIL PK/OLDHAM DIST OFFICE | OL9 9SR, OL9 0QE, OL2 5HX | CAT D | Type 2
302529 | Wilmslow | WILMSLOW | 3025294CF16 | WILMSLOW BUSINESS PK | SK9 5LR, SK9 5PW, SK9 5PR, SK9 5PS, SK9 5PP, SK9 5PU, SK9 5PX, SK9 5NQ, SK9 5QE | CAT D | Type 2
302529 | Wilmslow | WILMSLOW | 3025294CW05 | WILMSLOW PRY DIST | SK9 4DH, SK9 4DJ, SK9 4DX, SK9 4DY, SK9 4EA, SK9 4EB, SK9 4DZ, SK9 4AG, SK9 4AQ, SK9 4AL, SK9 4AJ, SK9 4AH, SK9 4AN, SK9 4BW, SK9 4BN, SK9 4BJ, SK9 4BG, SK9 4DE, SK9 4BT, SK9 4BP, SK9 4BZ, SK9 4DB, SK9 4NG, SK9 4BR, SK9 4BU, SK9 4NQ, SK9 4BY, SK9 4BX, SK9 4AY, SK9 4HR, SK9 4HT, SK9 4HU, SK9 4JW, SK9 4HY, SK9 4AT, SK9 4BA, SK9 4BE, SK9 4DW, SK9 4DP, SK9 4DR, SK9 4DS, SK9 4BS, SK9 4DT, SK9 4DG, SK9 4DQ, SK9 4DL, SK9 4DN, SK9 4DU, SK9 4AP, SK9 4BL, SK9 4EH, SK9 4BQ, SK9 4AE, SK9 4BB, SK9 4BD, SK9 4DD, SK9 4DF, SK9 2JD, SK9 2JQ, SK9 2JH, SK9 2LA, SK9 2JZ, SK9 2JY, SK9 1BG, SK9 2ES, SK9 2ET, SK9 2JW | CAT D | Type 2
302529 | Wilmslow | WILMSLOW | 3025294CW06 | CHURCH ST | SK9 1AN, SK9 1DR, SK9 1BU, SK9 1HG, SK9 1EF, SK9 1AR, SK9 1AX, SK9 1AU, SK9 1HF, SK9 1LD, SK9 1LL, SK9 1LG, SK9 1BH, SK9 1BT, SK9 1BB, SK9 1BG, SK9 1BR, SK9 1BP, SK9 1BN, SK9 1BQ, SK9 1BS, SK9 1DL, SK9 1BL | CAT D | Type 2
302529 | Wilmslow | WILMSLOW | 3025294CW07 | GROVE AVE | SK9 4LU, SK9 5NR, SK9 5NP, SK9 4LY, SK9 5NT, SK9 5NS, SK9 5NX, SK9 5DS, SK9 5DU, SK9 5AX, SK9 5NQ, SK9 5NG, SK9 5LF, SK9 5NH, SK9 5JU, SK9 5JX, SK9 6AF, SK9 5LG, SK9 5LU, SK9 5LQ, SK9 5JY, SK9 5LE, SK9 4LT, SK9 5NY, SK9 5NU, SK9 4LX, SK9 5NZ, SK9 5ND, SK9 5HD, SK9 5HA, SK9 5HB, SK9 5HE, SK9 5BT, SK9 5JZ, SK9 5NW, SK9 5NL, SK9 5PZ, SK9 5PW, SK9 5QA, SK9 5QE, SK9 5NN, SK9 5NJ, SK9 5LW, SK9 4LR, SK9 4LS, SK9 1HY, SK9 1DU, SK9 1AE, SK9 1DY, SK9 1DS, SK9 1DR, SK9 1HE, SK9 5AA, SK9 1LD, SK9 1LH, SK9 1PD, SK9 1JX, SK9 1DT, SK9 1AN, SK9 1AX, SK9 5AG, SK9 5AE, SK9 5EG, SK9 1PB, SK9 1DX, SK9 5AR, SK9 5BQ, SK9 5AP, SK9 5AZ, SK9 5QT, SK9 5BA, SK9 5QR, SK9 5BG, SK9 5AL, SK9 5AU, SK9 5AJ, SK9 5BB, SK9 5BH, SK9 5AS, SK9 5AB, SK9 5EQ, SK9 5BN, SK9 5BS, SK9 5NE, SK9 5NF, SK9 5EY, SK9 5BD, SK9 4LJ | CAT D | Type 2
302529 | Wilmslow | WILMSLOW | 3025294CW08 | KINGS CL NO1 | SK9 1NZ, SK9 1PA, SK9 1PN, SK9 1NY, SK9 1JX, SK9 1QW, SK9 5HT, SK9 5HN, SK9 5HZ, SK9 5HX, SK9 1PT, SK9 1LS, SK9 1LU, SK9 1LY, SK9 1NG, SK9 1NH, SK9 1NP, SK9 1NJ, SK9 1NL, SK9 1NQ, SK9 1NN, SK9 1LR, SK9 1NE, SK9 1ND, SK6 1PT, SK9 1NT, SK9 5HU, SK9 1DS, SK9 1DR, SK9 5AA, SK9 5AE, SK9 5AJ, SK9 1NX, SK9 1AP, SK9 1PL | CAT D | Type 2
302529 | Wilmslow | WILMSLOW | 3025294CW12 | HAWTHORN LN | SK9, SK9 5BW, SK9 1DR, SK9 1EE, SK9 1AN, SK9 1AA, SK9 5DD, SK9 5DG, SK9 5EQ, SK9 5DQ, SK9 5DH, SK9 5DE, SK9 5PJ, SK9 5BP, SK9 5PL, SK9 5PN, SK9 5DR, SK9 5PY, SK9 5DP, SK9 5DS, SK9 5DU, SK9 5PZ, SK9 5DW, SK9 1PJ, SK9 5QA, SK9 5QB, SK9 5DN, SK9 5DJ, SK9 5QF, SK9 5DL, SK9 5DX, SK9 5DY | CAT D | Type 2
302529 | Wilmslow | WILMSLOW | 3025294CW13 | TELEPHONE EXCHANGE | SK9 1AY, SK9 1AU, SK9 1AX, SK9 1AW, SK9 1BA, SK9 4AB, SK9 4AD, SK9 4AA, SK9 1BJ | CAT D | Type 2
302529 | Wilmslow | WILMSLOW | 3025294CW14 | CANTERBURY GRANGE/HAWTHORN ST | SK9 6BX, SK9 6BY, SK9 6EH, SK9 6JP, SK9 6JH, SK9 6JE, SK9 6JD, SK9 6JJ, SK9 6JL, SK9 6JN, SK9 6JW, SK9 6AG, SK9 6AW, SK9 6BQ, SK9 6BR, SK9 6DL, SK9 6BS, SK9 6BT, SK9 6BU, SK9 6BZ, SK9 6AP, SK9 6AQ, SK9 6BP, SK9 6BH, SK9 6LS, SK9 6EQ, SK9 6EG, SK9 6LZ, SK9 6LY, SK9 6NA, SK9 6LT, SK9 6LX, SK9 6NB, SK9 6ND, SK9 6AH, SK9 6AJ, SK9 6AL, SK9 6AN, SK9 6JB, SK9 6LH, SK9 6LJ, SK9 6BG, SK9 6LG, SK9 6LQ, SK9 6LU, SK9 6LA, SK9 6LE, SK9 6LF, SK9 6NE, SK9 6LD, SK9 6LB, SK9 6LN, SK9 6LL, SK9 6LP, SK9 6LR, SK9 6LW, SK9 6BN, SK9 6BW, SK9 6BJ, SK9 6BL, SK9 5LB, SK9 5LA, SK9 5LD, SK9 5HZ, SK9 5HW, SK9 5JH, SK9 5JJ, SK9 5JL, SK9 5JF, SK9 5JD, SK9 6AF, SK9 6DF, SK9 6AA, SK9 6BB, SK9 6AY, SK9 6AD, SK9 5LE, SK9 5JY, SK9 6AB, SK9 6DE, SK9 6DX, SK9 6DS, SK9 6DN, SK9 6DR, SK9 6EN, SK9 6DT, SK9 6EP, SK9 6JA, SK9 1QU, SK9 1PX, SK9 5HY, SK9 6JR, SK9 5JN, SK9 5JE, SK9 5JA, SK9 5JB, SK9 1PZ, SK9 1HY, SK9 6JY, SK9 7QL, SK9 7QN, SK9 7QW, SK9 5BQ, SK9 1PA, SK9 5HX, SK9 5HT, SK9 5HS, SK9 5HR, SK9 5HN, SK9 5HP, SK9 5AD, SK9 5QW, SK9 5QN, SK9 5QL, SK9 5QJ, SK9 5DB, SK9 5DA, SK9 5AY, SK9 6AT, SK9 6AS, SK9 6AR, SK9 6AX, SK9 6AU, SK9 5JQ, SK9 5JG, SK9 5LL, SK9 5LJ, SK9 5LW, SK9 5NJ, SK9 5LT, SK9 5EJ, SK9 5HQ, SK9 5BN, SK9 5DQ, SK9 5AF, SK9 5BW, SK9 5BR, SK9 5HD, SK9 5EZ, SK9 5EY, SK9 5ER, SK9 5EU, SK9 5EH, SK9 5EN, SK9 5EW, SK9 5EP, SK9 5EX, SK9 5EL, SK9 5BG, SK9 5EG, SK9 5BP, SK9 5EQ, SK9 5EE, SK9 5OX, SK9 4EJ, SK9 5LG, SK9 5LH, SK9 5NA | CAT D | Type 2
302660 | S.W. Macclesfield | SOUTH WEST MACC | 3026604CW04 | MACC COLLEGE | SK11 8AH, SK11 8AL, SK11 8DB, SK11 8AN, SK11 8XT, SK11 8BY, SK11 8AP, SK11 8AW, SK11 8DD, SK11 8DA, SK11 8BZ, SK11 8HN, SK11 8JR, SK11 8LF | CAT D | Type 2
302660 | S.W. Macclesfield | SOUTH WEST MACC | 3026604CW05 | IVYMEADE | SK10 4SB, SK10 4SD, SK11 8XF, SK11 8TG, SK11 8PJ, SK11 8PG, SK11 8TL, SK11 8SJ, SK11 8SG, SK11 8NF, SK11 8NQ, SK11 8SQ, SK11 8NE, SK11 8ND, SK11 8SF, SK11 8SE, SK11 8PH, SK11 8XA, SK11 8PY, SK10 3LG, SK11 8UE, SK11 8UP, SK11 8TU, SK10 3LL, SK10 3LN, SK10 3LW, SK10 3LQ, SK10 3LD, SK10 4SN, SK10 4PY, SK10 4RY, SK11 9NN, SK11 9PE, SK11 9PB, SK11 9PD, SK11 9PQ, SK11 9AM, SK10 3JQ, SK10 3JG, SK10 3HJ, SK10 3RY, SK10 3HQ, SK10 3HF, SK10 3HE, SK10 4XJ, SK10 4XL, SK10 4XS, SK10 4XT, SK10 3RU, SK10 3SA, SK10 3RR, SK10 3RT, SK10 3RS, SK10 3RX, SK10 3HN, SK10 3NX, SK10 3JE, SK10 3NE, SK10 3SL, SK10 4RJ, SK10 4RN, SK10 3JW, SK10 3JL, SK10 3JN, SK10 3JJ, SK10 3JH, SK10 3PS, SK10 3NY, SK10 3PY, SK11 9PH, SK11 9PY, SK10 3LH, SK10 3LJ, SK11 9NL, SK11 9NW, SK11 9PA, SK11 9NR, SK11 9NS, SK10 3ET, SK10 3DE, SK10 3HW, SK10 3HS, SK10 3HG, SK10 3HD, SK10 3EZ, SK10 3HB, SK10 3HA, SK10 3EY, SK10 3EX, SK10 3HH, SK10 3DX, SK10 4SE, SK11 9PF, SK11 9PG, SK10 4RS, SK10 4RP, SK10 4RW, SK10 4RL, SK10 4SW, SK10 3JT, SK10 3NZ, SK10 3JZ, SK10 3JY, SK10 3JX, SK10 3NW, SK10 3JB, SK10 3NS, SK10 3JU, SK10 3NN, SK10 3LR, SK10 4SF, SK10 4SA, SK10 3JR, SK10 3NL, SK10 3NG, SK10 3NQ, SK10 3PW, SK10 3NH, SK10 3PT, SK10 3PU, SK10 3PN, SK10 3PP, SK10 3JS, SK10 4RZ, SK10 4RR, SK10 3QW, SK10 3QN, SK10 3QD, SK10 3RW, SK10 3RF, SK10 3RG, SK10 3RE, SK10 3RD, SK10 3HZ, SK10 3HY, SK10 3RN, SK10 3RL | CAT D | Type 2
302660 | S.W. Macclesfield | SOUTH WEST MACC | 3026604CW06 | SYCAMORE CRES | SK11 8NA, SK11 8QP, SK11 8QN, SK11 8QW, SK11 8QB, SK11 8NF, SK11 8NQ, SK11 8NG, SK11 8ND, SK11 8NE, SK11 8SE, SK11 8RX, SK11 8RY, SK11 8RZ, SK11 8RR, SK11 8RS, SK11 8SB, SK11 8SD, SK11 8RP, SK11 8RU, SK11 8RT, SK11 8SA, SK11 8HL, SK11 8LL, SK11 8LW, SK11 8LN, SK11 8LA, SK11 8QE, SK11 8QG, SK11 8QQ, SK11 8QF, SK11 8QH, SK11 8QJ, SK11 8QL, SK11 8QY, SK11 8QR, SK11 8QU, SK11 8QT, SK11 8RJ, SK11 8RL, SK11 8RH, SK11 8PT, SK11 8TN, SK11 8PZ, SK11 8QA, SK11 8PQ, SK11 8PU, SK11 8LR, SK11 8LJ, SK11 8NH, SK11 8NL, SK11 8QD, SK11 8RE, SK11 8RA, SK11 8TS, SK11 8TR, SK11 8TP, SK11 8TT, SK11 8WA, SK11 8SP, SK11 8DG, SK11 8WD, SK11 8WB, SK11 8WG | CAT D | Type 2
302660 | S.W. Macclesfield | SOUTH WEST MACC | 3026604CW07 | SW MACC PRY DIST | SK11 8JR, SK11 8HB, SK11 8JT, SK11 6QU, SK11 8ED, SK11 8DS, SK11 8EL, SK11 8LD, SK11 8HG, SK11 8HF, SK11 8HQ, SK11 8EZ, SK11 8EY, SK11 8EH, SK11 8HA, SK11 8EJ, SK11 8EB, SK11 8JW, SK11 6PR, SK11 6PT, SK11 8DL, SK11 8DX, SK11 8FA, SK11 8DU, SK11 8HJ, SK11 8JJ, SK11 8HH, SK10 1AE, SK11 6NE, SK11 6AB, SK11 6AF, SK11 6UZ, SK11 6NA, SK11 6NG, SK11 6LP, SK11 6LT, SK11 6LQ, SK11 6LA, SK11 8EP, SK11 8EN, SK11 8EU, SK11 8ES, SK11 8EW | CAT D | Type 2
302660 | S.W. Macclesfield | SOUTH WEST MACC | 3026604CW11 | PENNINGTONS LN | SK11 9RS, SK11 9HL, SK11 9JB, SK11 9RR, SK11 9QS, SK11 9QQ, SK11 9HD, SK11 7XD, SK11 7UY, SK11 7UP, SK11 7US, SK11 7UU, SK11 7UT, SK11 7UX, SK11 7XB, SK11 7UZ, SK11 7YZ, SK11 9QP, SK11 7XA, SK11 7UW, SK11 9NA, SK11 9QH, CW12 2PJ, CW12 2NS, SK11 9JE, SK11 9PJ, SK11 9HR, SK11 9RJ, SK11 9RN, SK11 9RQ, SK11 9EU, SK11 9ET, SK11 9JW, SK11 9PP, SK11 9PW, SK11 9PS, SK11 9PT, SK11 9PY, SK11 9HW, SK11 9HS, SK11 9HT, SK11 9PL, SK11 9EX, SK11 9QR, SK11 9HA, SK11 9HX, SK11 9HG, CW12 2PG, SK11 9ND, CW12 2NY, CW12 2PA, CW12 2PD, CW12 2PE, CW12 2PF, SK11 9HZ, SK11 9HY, CW12 2NT, CW12 2PH, CW12 2NU, CW12 2NW, SK11 9JP, SK11 9JR, SK11 9QZ, SK11 9RY, SK11 9ER, SK11 9ES, SK11 9QJ, SK11 9EW, SK11 9QY, SK11 9RZ, SK11 9EZ, SK11 9HF, SK11 9LY, SK11 9EY, SK11 8UG, SK11 9LH, SK11 9LZ, SK11 9JN, SK11 9QX, SK11 9RG, SK11 9RF, SK11 9RE, SK11 9RD, SK11 9RB, SK11 4TD, CW12 2PR, SK11 9LA, SK11 9PR, SK11 9HQ, SK11 9RA, CW12 2NL, SK11 9QU, SK11 9RU, SK11 9RX, SK11 9RT, SK11 9HP, SK11 9JD, SK11 9JA, SK11 9HN, SW12 2NX, CW12 2NX, CW12 2PL, SK11 9QL, SK11 9QN, SK11 8UQ, SK11 9HU, CW12 2PB, SK11 0PP, SK11 0PW, SK11 9HE, SK11 9EJ, SK11 9HH, SK11 9JF | CAT D | Type 2
302660 | S.W. Macclesfield | SOUTH WEST MACC | 3026604CW12 | PARKMOUNT | SK11 8NT, SK11 7UF, SK11 8UZ, SK11 8NR, SK11 8NZ, SK11 8NS, SK11 8NW, SK11 8LZ, SK11 8LY, SK11 8LX, SK11 8LT, SK11 8NU, SK11 8LP, SK11 8LS, SK11 8LU, SK11 8QW, SK11 8QS, SK11 8SR, SK11 8SX, SK11 8SU, SK11 8UF, SK11 8ST, SK11 8UH, SK11 8UL, SK11 8UJ, SK11 8UN, SK11 8UE, SK11 8SL, SK11 8RL, SK11 8RH, SK11 8RE, SK11 8RG, SK11 8RF, SK11 8RA, SK11 8RD, SK11 8RB, SK11 8TU, SK11 8TZ, SK11 8UQ, SK11 8SY, SK11 8SZ, SK11 8TJ, SK11 8TH, SK11 8TA, SK11 8TF, SK11 8TQ, SK11 8TB, SK11 8TG, SK11 8SH, SK11 8TY, SK10 3JB, SK10 3LA, SK10 3LB, SK10 3LD, SK10 3LE, SK10 3LF, SK11 9PZ, SK10 3LL, SK11 9QA, SK10 3LP, SK11 9PY, SK11 8UD, SK11 8UB, SK11 8RQ, SK11 8UA, SK11 8NX, SK11 8PD, SK11 8PL, SK11 7XS, SK11 7XU, SK11 7XX, SK11 8PA, SK11 8NY, SK11 7YN, SK11 8RP, SK11 8RW, SK11 8SS, SK11 8HL | CAT D | Type 2
302660 | S.W. Macclesfield | SOUTH WEST MACC | 3026604CW13 | CAMBRIDGE RD | SK11 8LA, SK11 8EL, SK11 8LD, SK11 8LE, SK11 8JE, SK11 8JF, SK11 8JG, SK11 8JQ, SK11 8JH, SK11 8JL, SK11 8JJ, SK11 8JY, SK11 8JZ, SK11 8LB, SK11 8JB, SK11 8JA, SK11 8HX, SK11 8HU, SK11 8JD, SK11 8XJ, SK11 8AE, SK11 8AG, SK11 6RG, SK11 6RH, SK11 8ES, SK11 8ET, SK11 8EU, SK11 8EX, SK11 8EZ, SK11 8EY, SK11 8DS, SK11 8HB, SK11 8AQ, SK11 7UF, SK11 8JU, SK11 7UD, SK11 7UE, SK11 8JR, SK11 8AH, SK11 8JN, SK11 8JW, SK11 8JP, SK11 8JX, SK10 4TN, SK11 7AU, SK11 7AT, SK11 7HS, SK11 7LN, SK11 7HT, SK11 7GW, SK11 7GU, SK11 7LT, SK11 6QS, SK11 8DZ, SK11 8EQ, SK11 6QR, SK11 6QX, SK11 8ED, SK11 8EB, SK11 8EG, SK11 8EF, SK11 8FF, SK11 8LH, SK11 8HP, SK11 6PR, SK11 6PT, SK11 6PP, SK10 1BA, SK10 1BD, SK10 1BB, SK11 8DJ, SK11 8DL, SK11 8HS, SK11 8DR, SK11 8GB, SK11 6QQ, SK11 7HQ, SK11 7LZ, SK11 7BQ, SK11 7AP, SK11 7HP, SK11 7AR, SK11 7AS, SK11 7HG, SK11 7HW, SK11 7HJ, SK11 7HL, SK11 7NX, SK11 8BR, SK11 8BP, SK11 8BW, SK11 8BN, SK11 8BE, SK11 6TA, SK11 8BJ, SK11 8BL, SK11 8BD, SK11 6TF, SK11 6TE, SK11 7NN, SK11 7NP, SK11 7NJ, SK11 7NY, SK11 7NT, SK11 7NR, SK11 7NZ, SK11 7PP, SK11 7PT, SK11 7PY, SK11 6TD, SK11 6TB, SK11 7XZ, SK11 7XX, SK11 7UG, SK11 7UQ, SK11 7UH, SK11 7XT, SK11 7XY, SK11 7UJ, SK11 7UN, SK11 7UL, SK11 7UR, SK11 7UW, SK11 7YU, SK11 7YY, SK11 7XG, SK11 7YG, SK11 7XE, SK10 1JQ, SK10 1JT, SK10 1NG, SK10 1JN, SK10 1JS, SK10 1JU, SK10 1NH, SK10 1NJ, SK10 1JP, SK10 1JH, SK10 1JF, SK10 1JG, SK10 6JF, SK10 1JR, SK11 7AL, SK11 7AJ, SK10 1JZ, SK10 1JJ, SK10 1JL, SK10 1NQ, SK11 8PE, SK11 8UX, SK11 8PN, SK11 8PW, SK11 8PS, SK11 8PF, SK11 8TE, SK11 8TD, SK11 8TB, SK11 8SW, SK11 6UJ, SK11 6UH, SK11 6UA, SK11 6UB, SK11 6UD, SK11 8AA, SK11 8AR, SK11 8AD, SK11 8AB, SK11 8AS, SK11 8BQ, SK11 8BH, SK11 8BG, SK11 8BB, SK11 8BA, SK11 8BS, SK11 6UF, SK11 8DE, SK11 8AX, SK11 8AZ, SK11 8AT, SK11 8AU, SK11 6RY, SK11 6UQ, SK11 6UN, SK11 6RS, SK11 7YW, SK11 7YN, SK11 7XL, SK11 7YL, SK11 7YJ, SK11 7XR, SK11 7YP, SK11 8PP, SK11 8PR, SK11 7YR, SK11 7YH, SK11 7YQ, SK11 7XN, SK11 7YF, SK11 7XP, SK11 7XQ, SK11 7WX, SK11 7LY, SK11 6NE, SK11 6UZ, SK11 7BU, SK11 6JA, SK11 6HZ, SK11 7NA, SK11 7NG, SK11 7NH, SK11 7NL, SK11 7ND, SK11 7QL, SK11 6TJ, SK11 6SR, SK11 6UR, SK11 6UW, SK11 7NS, SK11 9LB, SK11 7NW, SK11 8BU, SK11 6SY, SK11 6SS, SK11 6HY, SK11 7YS, SK11 8UY, SK11 8XB, SK11 7FH, SK11 7FJ, SK11 7XW, SK11 7XF, SK11 7GN, SK11 7GL, SK11 7GR, SK11 7GQ, SK11 7GT, SK11 7GS, SK11 7GG, SK11 7GE | CAT D | Type 2
302660 | S.W. Macclesfield | SOUTH WEST MACC | 3026604CW14 | ATHEY ST | SK10 3JA, SK10 1DA, SK10 1AA, SK11 6AS, SK10 1BY, SK10 1DD, SK10 1AF, SK10 1BZ, SK10 1AP, SK10 3AQ, SK11 6AY, SK11 6DP, SK10 1AQ, SK10 1AW, SK10 1AT, SK10 1BS, SK10 1BT, SK10 1BX, SK10 1BP, SK11 6QY, SK11 6QS, SK11 6QX, SK11 6QU, SK11 6ET, SK10 3PZ, SK10 3QA, SK10 3QB, SK10 3JE, SK10 3RA, SK10 3QE, SK10 3JD, SK10 3PX, SK10 3PL, SK10 3PJ, SK10 3QY, SK10 3QX, SK10 3RB, SK10 3QZ, SK10 3NU, SK10 3BN, SK10 3LU, SK10 3BL, SK10 3NA, SK10 4JE, SK10 3LX, SK10 3ND, SK10 3LZ, SK10 3GD, SK10 3GB, SK10 3NB, SK10 3SS, SK10 3LT, SK10 3SJ, SK10 3SF, SK10 3SL, SK10 3SG, SK10 3SH, SK10 3GE, SK10 3GZ, SK10 3GF, SK11 6QZ | CAT D | Type 2
302963 | Romiley | ROMILEY | 3029634CW02 | CHADKIRK OHL/ABS 004 | SK2 5HB, SK6 3LQ, SK6 3JY, SK6 3LB, SK6 3LD, SK6 6NL, SK6 7HE, SK6 7EJ, SK6 4DX, SK6 3LE, SK6 3LG | CAT D | Type 3B | Y
302963 | Romiley | ROMILEY | 3029634CW03 | CLEGG GATE/VERNON RD | SK6 2BG, SK6 2BT, SK6 2BY, SK6 2BZ, SK6 2DA, SK6 2BW, SK6 2DE, SK6 2DF, SK6 2DD, SK6 2DB, SK6 2BS, SK6 2EE, SK6 2BF, SK6 2JT, SK6 2JU, SK6 2LE, SK6 2LD, SK6 2LA, SK6 2LB, SK6 2JY, SK6 2JX, SK6 2JZ, SK6 2NX, SK6 2NW, SK6 2NT, SK6 2NL, SK6 2NR, SK6 2NS, SK6 2PA, SK6 2NZ, SK6 2NY, SK6 2NU, SK6 2JL, SK6 2NJ, SK6 2NN, SK6 2NP, SK6 2PS, SK6 2PR, SK6 2PD, SK6 2PQ, SK6 2PE, SK6 2PF, SK6 2HA, SK6 2PB, SK6 2HB, SK6 2HD, SK6 2PG, SK6 2HE, SK6 2PW, SK6 2PP, SK6 2PN, SK6 2PH, SK6 2PJ, SK6 2PL, SK6 2AN, SK6 2EX, SK6 2EY, SK6 2HH, SK6 2HJ, SK6 2HF, SK6 2EZ, SK6 2HL, SK6 2HQ, SK6 2HG, SK6 2BQ, SK6 2EF, SK6 2EG, SK6 2EQ, SK6 2EH, SK6 2EJ, SK6 2EN, SK6 2EL, SK6 2ED, SK6 2DU, SK6 2EB, SK6 2EA, SK6 2DZ, SK6 2JN, SK6 2JP, SK6 2JW, SK6 2JR, SK6 1SD, SK6 1SF, SK6 1SE, SK6 1SG, SK6 1EQ, SK6 1EE, SK6 1EF, SK6 2DH, SK6 2DG, SK6 2DQ, SK6 3LH, SK6 2BR, SK6 2AP, SK6 2AL, SK6 2DT | CAT D | Type 3B | Y
302963 | Romiley | ROMILEY | 3029634CW04 | SUNFIELD RD | SK6 4LH, SK6 4PS, SK6 4PR, SK6 4PT, SK6 4QF, SK6 4PP, SK6 4NH, SK6 4LQ, SK6 4NW, SK6 4PU, SK6 4QD, SK6 4QB, SK6 4PY, SK6 4NP, SK6 4NR, SK6 4LJ, SK6 4LE, SK6 4LD, SK6 4GA, SK6 4NQ, SK6 4NF, SK6 4NG, SK6 4NE, SK6 4EQ, SK6 4NJ, SK6 4NL, SK6 4NN, SK6 4EG, SK6 1HR, SK6 1HU, SK6 1JD, SK6 1JE, SK6 1JF, SK6 1JG, SK6 1JQ, SK6 1HX, SK6 1HY, SK6 1JA, SK6 1HZ, SK6 1JB, SK6 1JJ, SK6 1JH, SK6 4LF, SK6 4LG, SK6 4LL, SK6 4LW, SK6 4LN, SK6 4LS, SK6 4LT, SK6 4NS, SK6 4NT, SK6 4PZ, SK6 4QA, SK14 3AD, SK6 4PX, SK6 4BH, SK6 4BJ, SK6 4QS, SK6 4QP, SK6 4AY, SK6 4AX, SK6 4AZ | CAT D | Type 3B | Y
302963 | Romiley | ROMILEY | 3029634CW05 | URWICK RD | SK6 4EX, SK6 4EY, SK6 4EZ, SK6 4HB, SK6 4JW, SK6 4JS, SK6 4JR, SK6 4HW, SK6 4HJ, SK6 4HL, SK6 4HN, SK6 4HH, SK6 4HF, SK6 4HG, SK6 4HQ, SK6 4HE, SK6 4HD, SK6 4ER, SK6 4HT, SK6 4LD, SK6 4LL, SK6 4LS, SK6 4LU, SK6 4LR, SK6 4LP, SK6 4HX, SK6 4HY, SK6 4HZ, SK6 4JA, SK6 4JD, SK6 4EU, SK6 4HA, SK6 4ET, SK6 4EP, SK6 4EW, SK6 4LX, SK6 4JG, SK6 5HW, SK6 5JB, SK6 5HU, SK6 5HZ, SK6 5JD, SK6 5HN, SK6 5GF, SK6 4JB, SK6 4NU, SK6 4JL, SK6 4JF, SK6 4JE, SK6 4JN, SK6 4JT, SK6 4JQ, SK6 4JH, SK6 4JJ, SK6 4JP, SK6 4BN, SK6 3AN, SK6 3AA, SK6 3AH, SK6 4AA, SK6 4AF, SK6 3JY, SK6 3JZ, SK6 3LF, SK6 3JX, SK6 3JS, SK6 3JU, SK6 3JL, SK6 4AE, SK6 4AD, SK6 4AB, SK6 4BW, SK6 3AQ, SK6 3BP, SK6 5HH, SK6 5DZ, SK6 5HG, SK6 5EA, SK6 5DY, SK6 5ED, SK6 5EG, SK6 5EF, SK6 5EQ, SK6 5EB, SK6 5LG, SK6 4DX, SK6 4AL, SK6 4AH, SK6 4AJ, SK6 4AG, SK6 4AQ, SK6 4DE, SK6 4DB, SK6 4EG, SK6 4JX, SK6 4HU, SK6 4LF, SK6 4EN, SK6 4EH, SK6 4EL, SK6 4DG, SK6 4DH, SK6 4DJ, SK6 4DL, SK6 4DQ, SK6 4ES, SK9 1PX, SK6 5LB, SK6 5LA, SK6 4BR, SK6 5JT, SK6 5JJ, SK6 5JY, SK6 5JZ, SK6 5JL, SK6 5JU, SK6 5JX, SK6 5JW, SK6 5JP, SK6 5JH, SK6 5JE, SK6 5LQ, SK6 5HP, SK6 5JS, SK6 5JR, SK6 5JF, SK6 5HE, SK6 5HA, SK6 5HB, SK6 5HF, SK6 5HD, SK6 5EE, SK6 5ES, SK6 5EU, SK6 4EA, SK6 4DS, SK6 4BT, SK6 4EF, SK6 4DN, SK6 4EB, SK6 4DT, SK6 4DZ | CAT D | Type 3B | Y
302963 | Romiley | ROMILEY | 3029634CW06 | CHESTER WALKS | SK6 3EE, SK6 3HY, SK6 3HU, SK6 3HQ, SK6 3HX, SK6 3HR, SK6 3HS, SK6 3HW, SK6 3JF, SK6 3HP, SK6 3EY, SK6 3HL, SK6 3HA, SK6 3HJ, SK6 3HN, SK6 3HH, SK6 3HB, SK6 3HG, SK6 3HF, SK6 3HE, SK6 3HD, SK6 3EZ, SK6 3HZ, SK6 3EJ, SK6 3EL, SK6 3EF, SK6 3EU, SK6 3ET, SK6 3EW, SK6 3EX, SK6 3EG, SK6 3EN, SK6 3EQ, SK6 3EH, SK6 3LH, SK6 3JA, SK6 3JB, SK6 3JD, SK6 3ER, SK6 3ES, SK6 3EP, SK6 3JE | CAT D | Type 3B | Y
302963 | Romiley | ROMILEY | 3029634CW10 | ROMILEY DEPOT | SK6 1DJ, SK6 1DP, SK6 1DW, SK6 1DR, SK6 1DX, SK6 1DY, SK6 1EB, SK6 1ED, SK6 1DZ, SK6 1EA, SK6 1EJ, SK6 2NB, SK6 4BB, SK6 4BA, SK6 4DD, SK6 4BD, SK6 3AN, SK6 3AL, SK6 3AS, SK6 3AW, SK6 3AT, SK6 3BQ, SK6 3AU, SK6 3AX, SK6 3AY, SK6 3BS, SK6 2LF, SK6 2LP, SK6 2LU, SK6 2LZ, SK6 2LR, SK6 2JP, SK6 1AF, SK6 1DU, SK6 2NA, SK6 1DT, SK6 2LW, SK6 3AZ, SK6 3BD, SK6 3BE, SK6 3BA, SK6 3AD, SK6 3BL, SK6 3BN, SK6 1DS | CAT D | Type 3B | Y
302963 | Romiley | ROMILEY | 3029634CW11 | T1 | SK6 3NA, SK6 3AP, SK6 3AN, SK6 3JT, SK6 3AR, SK6 3JG | CAT D | Type 3B | Y
302963 | Romiley | ROMILEY | 3029634CW12 | GILBERT BANK | SK6 2AT, SK6 2AA, SK6 2NN, SK6 2NJ, SK6 2AN, SK6 2AQ, SK6 2AL, SK6 2DJ, SK6 1AL, SK6 2AG, SK6 2AJ, SK6 1NS, SK6 1PP, SK6 1PG, SK6 1PH, SK6 1NX, SK6 1PA, SK6 1NY, SK6 1PL, SK6 1NT, SK6 1NH, SK6 1NP, SK6 1HR, SK6 1JL, SK6 1JY, SK6 1JX, SK6 1HP, SK6 1HS, SK6 1HT, SK6 1RW, SK6 1RT, SK6 1QP, SK6 1QS, SK6 1RQ, SK6 1RE, SK6 1QU, SK6 1QW, SK6 1QR, SK6 1QT, SK6 1RH, SK6 1RG, SK6 1RF, SK6 1SB, SK6 1ND, SK6 1NG, SK6 1NJ, SK6 1HN, SK6 1BA, SK6 1BJ, SK6 1BL, SK6 1BG, SK6 1BQ, SK6 1BB, SK6 1BD, SK6 1BE, SK6 1BH, SK6 1BF, SK6 1JR, SK6 1JT, SK6 1JU, SK6 1LD, SK6 1LB, SK6 1JS, SK6 1JZ, SK6 1LA, SK6 1PB, SK6 1PD, SK6 1PE, SK6 1NZ, SK6 1HD, SK6 1HB, SK6 1AS, SK6 1AT, SK6 1DH, SK6 1DN, SK6 1EL, SK6 1DD, SK6 1BX, SK6 1BY, SK6 1BZ, SK6 1DF, SK6 1DB, SK6 1DG, SK6 1DQ, SK6 1DL, SK6 1LE, SK6 1LF, SK6 1LL, SK6 1LJ, SK6 1LH, SK6 1LQ, SK6 1LG, SK6 1HW, SK6 1JJ, SK6 1JH, SK6 1JW, SK6 1AZ, SK6 1EU, SK6 1EX, SK6 1EZ, SK6 1HA, SK6 1EY, SK6 1AY, SK6 1AX, SK6 1AD, SK6 1PJ, SK6 1PF, SK14 5HA, SK6 1TH, SK14 5EZ, SK6 1RR, SK6 1PS, SK6 1PY, SK6 1PX, SK6 1PU, SK6 1PZ, SK6 1PW, SK6 1PT, SK6 1SP, SK6 1AW, SK6 1RU, SK1 3XE, SK6 2DN, SK6 2DW, SK6 1AN, SK6 1AJ, SK6 6BT, SK6 1QG, SK6 2JG, SK6 1AR, SK6 1AP, SK6 2GA, SK6 1BR, SK6 1NA | CAT D | Type 3B | Y
302963 | Romiley | ROMILEY | 3029634CW13 | METCALFE DR | SK6 4AN, SK6 4AW, SK6 4BH, SK6 4BE, SK6 4AU, SK6 4AT, SK6 4AP, SK6 4PE, SK6 4PH, SK6 4AR, SK6 4PG, SK6 4PQ, SK6 4PJ, SK6 4AS, SK6 4QF, SK6 4QE, SK6 4PP, SK6 4PL, SK6 4PN, SK6 4PW, SK6 4BN, SK6 3AH, SK6 3AA, SK6 3AG, SK6 6AB, SK6 3AF, SK6 4BP, SK6 4BR, SK6 4BT, SK6 4BX, SK6 4BZ, SK6 4QH, SK6 4NE, SK6 4PF, SK6 4NQ, SK6 4NH, SK6 4DB, SK6 4DE, SK6 4DL, SK6 4ND, SK6 4DF, SK6 4BQ, SK6 4BG, SK6 4BL, SK6 4QR, SK6 4QP, SK6 3BF, SK6 3AN, SK6 3BG, SK6 3BJ | CAT D | Type 3B | Y
302963 | Romiley | ROMILEY | 3029634CW14 | CABLEFORM | SK6 3JQ, SK6 3LA, SK6 3JS, SK6 3JP, SK6 3JG, SK6 3JW, SK6 3JR, SK6 3BU, SK6 3BX, SK6 3DP, SK6 3BT, SK6 3DF, SK6 3DN, SK6 3DW, SK6 3EE, SK6 3HU, SK6 3HT, SK6 3ED, SK6 3EB, SK6 3DG, SK6 3DQ, SK6 3DJ, SK6 3DL, SK6 3DH, SK6 3JN, SK6 3AS, SK6 3BH, SK6 3DR, SK6 3DT, SK6 3DS, SK6 3HL, SK6 3DX, SK6 3DY, SK6 3DU, SK6 3BS, SK6 3DA, SK6 3DB, SK6 3DD, SK6 3DE, SK6 3BZ, SK6 3BY | CAT D | Type 3B | Y
304884 | Littleborough | LITTLEBOROUGH | 3048843CW04 | STUBLEY MILL RD | OL15 0LU, OL15 0HH, OL15 0HB, OL15 0HD, OL15 0HE, OL15 0HF, OL15 0HJ, OL15 0HG, OL15 0HL, OL15 0HW, OL15 0HQ, OL15 0JD, OL15 0JR, OL15 0HP, OL15 0HS, OL15 0HT, OL15 0JP, OL15 0HR, OL15 0HY, OL15 9AS, OL15 0BD, OL15 0JN, OL15 0LQ, OL15 0LE, OL15 0LG, OL15 0LL, OL15 9BA, OL15 8AG, OL15 8AQ, OL15 8AB, OL15 8AD, OL15 8DE, OL15 8BD, OL15 8BE, OL15 9AD, OL15 8BQ, OL15 8BN, OL15 8BH, OL15 9DB, OL15 8BJ, OL15 9AB, OL15 9AA, OL15 9AF, OL15 8DA, OL15 0HA, OL15 9AH, OL15 9AJ, OL15 9DG, OL15 9DE, OL15 9DF, OL15 9DP, OL15 9DX, OL15 9DU, OL15 9BG, OL15 9BQ, OL15 9BN, OL15 9BY, OL15 9BJ, OL15 9BL, OL15 9BX, OL15 9BU, OL15 9BT, OL15 9BS, OL15 9BW, OL15 9BH, OL15 9BZ, OL15 9DD, OL15 9DA, OL15 8BA, OL15 9EH, OL15 9DR, OL15 9DQ, OL15 0LB, OL15 0JW, OL15 0HZ, OL15 0JA, OL15 0JS, OL15 0JQ, OL15 0JG, OL15 0JB, OL15 0LA, OL15 0JH, OL15 0JX, OL15 0LH, OL15 0LJ, OL15 0LD, OL15 0LF, OL15 8AA, OL15 8AJ, OL15 8AN, OL15 8AP, OL15 8AW, OL15 8AE, OL15 8AR, OL15 8JB, OL15 8JE, OL15 8HH, OL15 8BL, OL15 8AU, OL15 8AZ, OL15 8AY, OL1 8AB, OL15 8AX, OL15 8JA, OL15 8DH, OL15 8BS, OL15 8HG, OL15 8JQ, OL15 8JG, OL15 8JH, OL15 8JJ, OL15 8JL, OL15 8JN, OL15 8JP, OL15 8JR, OL15 8BW, OL15 8AT, OL15 8BP, OL15 8AS, OL15 8AH, OL15 8YJ, OL15 8SG, OL15 8HU, OL15 0JJ, OL15 0JL, OL15 0LN, OL15 8JD, OL15 8JF, OL15 8JU, OL15 8JY, OL15 8HF, OL15 8SE, OL15 8SB, OL15 8SD, OL15 8SA, OL15 8BU | CAT D | Type 2
304884 | Littleborough | LITTLEBOROUGH | 3048843CW05 | MIDGEHOLES/DEARNLEY | OL15 8PJ, OL15 8PL, OL15 8HW, OL15 8NZ, OL15 8LE, OL15 8LT, OL15 8NH, OL15 8LQ, OL15 8LU, OL15 8LX, OL15 8LY, OL15 8NA, OL15 8LZ, OL15 8NB, OL15 8LH, OL15 8ND, OL15 8QY, OL15 8DB, OL15 8AL, OL15 8HN, OL15 0HL, OL15 9LG, OL15 8ER, OL15 8EP, OL15 9LJ, OL15 8EY, OL15 8HB, OL15 8HA, OL15 8EZ, OL15 9LL, OL15 9LW, OL15 9LP, OL15 9LR, OL15 9HY, OL15 9JB, OL15 9JD, OL15 8ES, OL15 9LX, OL15 9LU, OL15 8EU, OL15 8ET, OL15 8EX, OL15 9LS, OL15 9LT, OL15 9LQ, OL15 8EJ, OL15 8EH, OL15 8EQ, OL15 9JA, OL15 9HU, OL15 9HS, OL15 9HX, OL15 9PA, OL15 9LN, OL15 9NS, OL15 8EL, OL15 9LH, OL15 8EN, OL15 8EW, OL15 9PG, OL15 9NR, OL15 9NT, OL15 9NU, OL15 9NX, OL15 9JW, OL15 9NP, OL12 9NB | CAT D | Type 2
304884 | Littleborough | LITTLEBOROUGH | 3048843CW06 | JOSEPH LISTER DR/DEARNLEY C OF E SCH | OL12 9ER, OL12 9HU, OL12 9JA, OL12 9HS, OL12 9HL, OL12 9HR, OL12 9HH, OL12 9EL, OL12 9DD, OL12 9RT, OL12 9RS, OL12 9EA, OL12 9EB, OL12 9DZ, OL12 9RY, OL12 9RZ, OL12 9ED, OL12 9PR, OL12 9EE, OL12 9EN, OL12 9EX, OL12 9EY, OL12 9EZ, OL12 9HA, OL12 9HD, OL12 9DR, OL12 9HB, OL12 9HE, OL12 9HF, OL12 9HG, OL12 9HQ, OL12 9HJ, OL12 9AB, OL12 9SD, OL12 9SB, OL12 9SE, OL12 9RQ, OL12 9EP, OL12 9AA, OL16 2QJ, OL12 9RW, OL12 9QA, OL12 9QG, OL12 9QF | CAT D | Type 2
304884 | Littleborough | LITTLEBOROUGH | 3048843CW07 | PLYSU INTAKE/GREENVALE BUS CTR | OL15 9NE, OL15 9NB, OL15 9ND, OL15 9NN, OL15 9NW, OL15 9NR, OL15 9HL, OL15 0LW, OL15 9PW, OL15 9QH, OL15 9PS, OL15 9PU, OL15 9PY, OL15 8QP, OL15 9PZ, OL15 9QA, OL15 9PT, OL15 9PX, OL15 9QB, OL15 9QD, OL15 9LY, OL15 0LP, OL15 9QW, OL15 9RL, OL15 9QS, OL15 9QT, OL15 9RN, OL15 9QU, OL15 9QX, OL15 9QZ, OL15 9QY, OL15 9RB, OL15 9RA, OL15 9RJ, OL15 9RT, OL15 9RE, OL15 9RF, OL15 9RQ, OL15 9RG, OL15 9LZ, OL15 9PE, OL15 9NJ, OL15 9PH, OL15 9LU, OL15 9EA, OL15 9QG, OL15 9RH, OL15 9QF, OL15 9QE, OL15 9PB, OL15 9QQ, OL15 9NH, OL15 9NA, OL15 9NG, OL15 9NQ, OL15 9NF, OL15 9NL, OL15 9EW, OL15 9PN, OL15 9PP, OL15 9QJ, OL15 9PR, OL15 9QL, OL15 9QN, OL15 9QR, OL15 9QP, OL15 9PF, OL15 9PL, OL15 9PQ, OL15 0LR, OL15 9AY | CAT D | Type 2
304884 | Littleborough | LITTLEBOROUGH | 3048843CW08 | HOLLINGWORTH RD | OL16 3TR, OL15 0AG, OL15 0AJ, OL15 0AH, OL15 0AQ, OL15 0AZ, OL15 0DD, OL15 0BQ, OL15 0DB, OL15 0DE, OL15 0DF, OL15 0DG, OL15 0DH, OL15 0DQ, OL15 0DJ, OL15 0DR, OL15 0DL, OL15 0AT, OL15 0AP, OL15 0AL, OL15 0AN, OL15 0AW, OL15 0AD, OL15 0LH, OL15 0LJ, OL15 0AS, OL15 0BP, OL15 0BT, OL15 0NG, OL15 0BU, OL15 0BS, OL15 0BZ, OL15 0DA, OL15 0DN, OL15 0DW, OL15 0AE, OL15 0AU, OL15 0AY, OL15 0AR, OL15 8QX, OL15 0DP, OL15 0DT, OL15 0DS | CAT D | Type 2
304884 | Littleborough | LITTLEBOROUGH | 3048843CW09 | STOCKTON ST | OL15 8YL | CAT D | Type 2
304884 | Littleborough | LITTLEBOROUGH | 3048843CW13 | RAILWAY ST/RIVER ST | OL15 9DW, OL15 9AH, OL15 9DQ, OL15 9DJ, OL15 9DL, OL15 9DY, OL15 9DP, OL15 9DR, OL15 9DN, OL15 9DH, OL15 9ER, OL15 9PH, OL15 8AF | CAT D | Type 2
304884 | Littleborough | LITTLEBOROUGH | 3048843CW14 | PYTHON MILL NO2 | OL15 9HE, OL15 8BB, OL15 8BD, OL15 9AD, OL15 9HG, OL15 9HJ, OL15 9HF, OL15 9LA, OL15 9BE, OL15 9BB, OL15 9BD, OL15 9BL, OL15 8BG, OL15 9HQ, OL15 9HH, OL15 8BQ, CA28 6HD, OL15 8YJ | CAT D | Type 2
304884 | Littleborough | LITTLEBOROUGH | 3048843CW15 | WHITTLE ST | OL15 8LB, OL15 8PH, OL15 8JS, OL15 8JJ, OL15 8JP, OL15 8JT, OL15 8JZ, OL15 8JX, OL15 8RT, OL15 8PB, OL15 8PD, OL15 8PA, OL15 8PE, OL15 8PF, OL15 8PQ, OL15 8PZ, OL15 8DN, OL15 8DH, OL15 8DL, OL15 8DW, OL15 8LA, OL15 8NY, OL15 8JW, OL15 8JB, OL15 8SA, OL15 8HF, OL15 8LJ, OL15 8LG, OL15 8LF, OL15 8LL, OL15 8RE, OL15 8NX, OL15 8LW, OL15 8NU, OL15 8LN, OL15 8LD, OL15 8LE, OL15 8NQ, OL15 8NP, OL15 8NR, OL15 8HN, OL15 8NT, OL15 8RN, OL15 8LS, OL15 8RL, OL15 8LR, OL15 8LP, OL15 8RP, OL15 8RZ, OL15 8RH, OL15 8RW, OL15 8RJ, OL15 8RY, OL15 8RU, OL15 8RR, OL15 8NS, OL15 8RG, OL15 8SE, OL15 8SB | CAT D | Type 2
304884 | Littleborough | LITTLEBOROUGH | 3048843CW16 | LITTLEBOROUGH PRY NETWORK | OL15 9JY, OL15 9JX, OL15 9JW, OL15 9JU, OL15 9JZ, OL15 9NZ, OL15 9NY, OL15 9LB, OL15 9JN, OL15 9HN, OL15 9JJ, OL15 9JG, OL15 9JE, OL15 9JF, OL15 9JP, OL15 9JL, OL15 9JS, OL15 9JR, OL15 9HL, OL15 9HS, OL15 9HT, OL15 9HR, OL15 9LD, OL15 8DW, OL15 8HD, OL15 8DS, OL15 8DR, OL15 8DT, OL15 8DU, OL15 9LF, OL15 9HG, OL15 9HJ, OL15 8DX, OL15 8DY, OL15 8EF, OL15 8DZ, OL15 8EA, OL15 8EB, OL15 8EE, OL15 9LG, OL15 8ED, OL15 8EG, OL15 8DG, OL15 8DJ | CAT D | Type 2
304884 | Littleborough | LITTLEBOROUGH | 3048843CW17 | LAURELS DR | OL15 0DY, OL15 8QF, OL15 8RF, OL16 2SS, OL16 2SR, OL16 2ST, OL16 2SP, OL16 2SW, OL15 8HP, OL15 8HR, OL15 8QQ, OL15 0DX, OL15 8YF, OL12 2SG, OL16 2SJ, OL15 8PT, OL15 8PU, OL15 8PY, OL15 8QA, OL15 8PX, OL15 8QG, OL15 8QE, OL15 8QB, OL15 8QD, OL15 8QH, OL16 2RT, OL16 2RY, OL15 8HZ, OL15 8PL, OL15 0BN, OL15 0BS, OL15 0BW, OL15 0DA, OL15 0BY, OL15 0BX, OL15 0BQ, OL15 0DB, OL15 0DD, OL15 0ES, OL15 0ER, OL15 0EW, OL15 0EN, OL15 8QW, OL15 0EP, OL15 0ET, OL15 0NA, OL15 0NE, OL15 8QS, OL15 8QU, OL15 8QX, OL15 8QT, OL15 0BH, OL15 0BJ, OL15 0BL, OL15 0NB, OL15 0DU, OL15 0BF, OL15 0EA, OL15 8QJ, OL15 8RD, OL15 8RA, OL15 8RB, OL15 8QL, OL15 0EU, OL15 0EB, OL15 0EE, OL15 0ED, OL15 0EF, OL15 8QR, OL15 0EQ, OL15 0EG, OL15 0DZ, OL15 0EJ, OL15 0RA, OL15 0ND, OL15 0RB, OL15 0RD | CAT D | Type 2
304884 | Littleborough | LITTLEBOROUGH | 3048843CW19 | FERRAND RD | OL15 9EW, OL15 9ER, OL15 9EP, OL15 9EY, OL15 9AH, OL15 9ES, OL15 9ET, OL15 9EU, OL15 9EX, OL15 9PH, OL15 9EJ, OL15 9DZ, OL15 9EA, OL15 9EB, OL15 9ED, OL15 9EE, OL15 9EF, OL15 9EG, OL15 9EQ, OL15 9JY, OL15 9LE, OL15 9JX, OL15 9EZ, OL15 9EL, OL15 9EN, OL15 9LY | CAT D | Type 2
305100 | Kingsway | KINGSWAY PRY | 3051004CF04 | KINGSWAY VILLAGE CTR | OL16 4SW, OL16 5HS, OL16 4FW | CAT A | Type 1
305100 | Kingsway | KINGSWAY PRY | 3051004CF05 | STANNEY BROOK NO1 | OL16 4NT | CAT A | Type 1
305100 | Kingsway | KINGSWAY PRY | 3051004CF13 | MOSS SIDE LN NO2 | OL16 5AF, OL16 4AJ | CAT A | Type 1
305100 | Kingsway | KINGSWAY PRY | 3051004CF14 | JOHN MILNE AVE B | OL16 4NG | CAT A | Type 1
305100 | Kingsway | KINGSWAY PRY | 3051004CF15 | CHARLES BABBAGE AVE | OL16 4AR, OL16 4NG, OL16 4NW | CAT A | Type 1
400006 | Griffin | GRIFFIN | 4000063CF40 | CARNARVON RD/COLRIDGE ST | BB2 6NE, BB2 6LU, BB2 6LX, BB2 6ND, BB2 6PR, BB2 6SW, BB2 6LY, BB2 6LZ, BB2 6SD, BB2 4FB, BB2 2NR, BB2 1XL, BB2 2NU, BB2 2NN, BB2 2AE, BB2 2NH, BB2 2NG, BB2 2NP, BB2 2NS, BB2 2WS, BB2 2NW, BB2 2NL, BB2 2NZ, BB2 1TN, BB2 1TA, BB2 6PT, BB2 6PX, BB2 6SE, BB2 6SN, BB2 6SF, BB2 6SJ, BB2 6SG, BB2 6RL, BB2 6NS, BB2 6NF, BB2 6NU, BB2 6NQ, BB2 6NR, BB2 6NT, BB2 6LW, BB2 6LR, BB2 6NL, BB2 6NJ, BB2 6NN, BB2 6NG, BB2 6NH | CAT A | Type 1
400006 | Griffin | GRIFFIN | 4000063CF41 | GALLIGREAVES ST/STANSFIELD ST | BB2 2NG, BB2 2NF, BB2 2LY, BB2 2LZ, BB2 2NQ, BB2 2HP, BB2 2HT, BB2 2HS, BB2 2AL, BB2 2AN, BB2 2AG, BB2 2AX, BB2 2AS, BB2 2AU, BB2 2AA, BB2 2HL, BB2 2HD, BB2 2EF, BB2 2EH, BB2 2DH, BB2 1LX, BB2 1NU, BB2 1NT, BB2 2DT, BB2 1NJ, BB2 2ES, BB2 1RE, BB2 1PD, BB2 1NR, BB2 4AA, BB2 4AD, BB2 4AJ, BB2 4AL, BB2 4AX, BB2 4AR, BB2 4AP, BB2 4BD, BB2 4AS, BB2 4AF, BB2 4AH, BB2 2HN, BB2 2EW, BB2 2AB, BB2 2LP, BB2 2LR, BB2 2LS, BB2 2LT, BB2 2LN, BB2 2LD, BB2 2JQ, BB2 2NA, BB2 2HZ, BB2 2JE, BB2 2ND, BB2 1OX, BB1 3OX, BB2 2JN, BB2 2LE, BB2 2LW, BB2 2LU, BB2 2NB | CAT A | Type 1
400006 | Griffin | GRIFFIN | 4000063CF42 | ST WILFREDS SCH | BB2 1EE, BB2 1NE, BB2 1QZ, BB2 1SP, BB2 1SR, BB2 1DL, BB2 1NQ, BB2 1SW, BB2 1PN, BB2 1SN, BB2 1NF, BB2 1NJ, BB2 2DT, BB2 1NH, BB2 1NA | CAT A | Type 1
400006 | Griffin | GRIFFIN | 4000063CF44 | REVIDGE RD/BEARDWOOD BROW | BB2 7HA, BB2 7HB, BB2 7HD, BB2 7HE, BB2 7EY, BB2 7EH, BB2 7NP, BB2 7JR, BB2 7JL, BB2 7JT, BB2 7JW, BB2 7JP, BB2 7JS, BB2 7RX, BB2 7JD, BB2 7EX, BB2 7JE, BB2 7HX, BB2 7JB, BB2 7LZ, BB2 7HU, BB2 7HT, BB2 7HZ, BB2 9EX, BB2 7LL, BB2 7LW, BB2 7EN, BB2 7EW, BB2 7HF, BB2 7EQ, BB2 7FR, BB2 7AJ, BB2 7AQ, BB2 6QT, BB2 6QU, BB2 6PY, BB2 6QE, BB2 6QB, BB2 6QY, BB2 6QD, BB2 6EP, BB2 6RA, BB2 7LP, BB2 7EL, BB2 7QB, BB2 7AL, BB2 7AN, BB2 7AR, BB2 7AP, BB2 7AA, BB2 7AG, BB2 7AH, BB2 7AS, BB2 7BF, BB2 7BQ, BB2 7QX, BB2 7HJ, BB2 7FE, BB2 7FN, BB2 6PT, BB2 6QQ, BB2 6QH, BB2 6PS, BB2 1AR, BB2 6BH, BB2 7BB, BB2 7AB, BB2 6JF, BB2 6JD, BB2 6JE, BB2 6JB, BB2 7BD, BB2 7AD, BB2 7PN, BB2 7PW, BB2 6DJ, BB2 6EE, BB2 6DT, BB2 7AX, BB2 6EB, BB2 6ED, BB2 6DX, BB2 6DU, BB2 6EQ, BB2 6EG, BB2 6DW, BB2 6DZ, BB2 6DP, BB2 6DS, BB2 6DR, BB2 7PZ, BB2 7EZ, BB2 7JU, BB2 6QA, BB2 6PZ, BB2 6QF, BB2 6QG, BB2 6QJ, BB2 6QL, BB2 6QP, BB2 7ER, BB2 7JN, BB2 7JJ, BB2 7LR, BB2 7EP, BB2 7EU, BB2 7ET, BB2 7ES, BB2 7AU, BB2 7AT, BB2 7NR, BB2 6QS, BB2 7QY, BB2 7QU, BB2 7QR, BB2 7QS, BB2 7BW, BB2 7BH, BB2 7BP, BB2 7BJ, BB2 7FA, BB2 7BN, BB2 7QA | CAT A | Type 1
400006 | Griffin | GRIFFIN | 4000063CF45 | SELOUS RD/NANSEN RD | BB2 2QY, BB2 2ST, BB2 2TN, BB2 2TQ, BB2 2SX, BB2 2TB, BB2 2TH, BB2 2TL, BB2 2TJ, BB2 2SY | CAT A | Type 1
400006 | Griffin | GRIFFIN | 4000063CF49 | NEW WITTON MILL | BB2 1TQ, BB2 1TX, BB2 1TG, BB2 1PQ, BB2 2PW, BB2 2NZ, BB2 2PD, BB2 2PQ, BB2 2PU, BB2 2PX, BB2 2PT, BB2 2PP, BB2 2PZ, BB2 2PS, BB2 2PJ, BB2 2PN | CAT A | Type 1
400006 | Griffin | GRIFFIN | 4000063CF51 | STANCLIFFE ST | BB2 2QR, BB2 2QA, BB2 2QP, BB2 2QD | CAT A | Type 1
400006 | Griffin | GRIFFIN | 4000063CF52 | GEORGE ST WEST | BB2 7AE, BB2 6HQ, BB2 6HD, BB2 6HG, BB2 6HP, BB2 6HW, BB2 6DH, BB2 6DJ, BB2 6HE, BB2 6HF, BB2 6HN, BB2 6DD, BB2 6EH, BB2 6DW, BB2 6DN, BB2 6DL, BB2 6OX, BB2 1PG, BB2 1PS, BB2 1PL, BB2 1PQ, BB2 1PN, BB2 1SN, BB2 1QU, BB2 1PB, BB2 1TB, BB2 1TS, BB2 1H, BB2 1EH, BB2 1ES, BB2 1HD, BB2 1HY, BB2 6NY, BB2 1HG, BB2 1HW, BB2 1HL, BB2 1HN, BB2 1HJ, BB2 1QN, BB2 1QT, BB2 1QW, BB2 1HT, BB2 1HP, BB2 1JA, BB2 1HU, BB2 6NZ, BB2 1QQ, BB2 1QH, BB2 1QF, BB2 1QG, BB2 1HQ, BB2 6BT, BB2 6BU, BB2 6BD, BB2 6JT, BB2 6JW, BB2 6ER, BB2 6HR, BB2 6ES, BB2 6HS, BB2 6ET, BB2 6HX, BB2 6AL, BB2 6BN, BB2 6AY, BB2 1DY, BB2 1DG, BB2 1DQ, BB2 1DE, BB2 1DF, BB2 1ED, BB2 1HF, BB2 1ER, BB2 1EJ, BB2 1EP, BB2 1EN, BB2 1EL, BB2 1EW, BB2 1HH, BB2 6PN, BB2 6JU, BB2 6JS, BB2 6BJ, BB2 6BH, BB2 6EU, BB2 6EX, BB2 1LS, BB2 1PP, BB2 1SW, BB2 1SP, BB2 1RD, BB2 1RB, BB2 1QR, BB2 1QP, BB2 1RA | CAT A | Type 1
400006 | Griffin | GRIFFIN | 4000063CF53 | REDLAM | BB2 6PS, BB2 6BN, BB2 6BS, BB2 6PL, BB2 6PJ, BB2 6BD, BB2 6PN, BB2 6JX, BB2 6NA, BB2 6NY, BB2 6NS, BB2 1HW, BB2 1HJ, BB2 6NB, BB2 6NR, BB2 6LS, BB2 6NP, BB2 1HS, BB2 1HR, BB2 6LJ, BB2 6LH, BB2 6LN, BB2 6LP, BB2 6LL, BB2 6LW, BB2 6LR, BB2 6LX, BB2 6LT, BB2 6SA, BB2 6SB, BB2 1HX, BB2 1QA, BB2 1PN, BB2 6NU, BB2 6NX, BB2 6NT, BB2 6NZ, BB2 6NW, BB2 6SS, BB2 1QE, BB2 1PX, BB2 1QD, BB2 6ST, BB2 6SR, BB2 6TB, BB2 1TQ, BB2 1XH, BB2 2PP, BB2 1UT, BB2 1US, BB2 1UR, BB2 2PS, BB2 2PA, BB2 1UN, BB2 1UL, BB2 1UW, BB2 2SH, BB2 2SJ, BB2 2UH, BB2 2SN, BB2 2SW, BB2 1UH, BB2 1UJ, BB2 1UF, BB2 1UG, BB2 2JD, BB2 1TB, BB2 2JR, BB2 6JQ, BB2 7AF, BB2 7AA, BB2 7AG, BB2 6JJ, BB2 6HH, BB2 6HJ, BB2 6HL, BB2 6DJ, BB2 6JG, BB2 6JB, BB2 6JH, BB2 7AZ, BB2 6EE, BB2 6EG, BB2 6EF, BB2 7BA, BB2 7AY, BB2 7AX, BB2 7AT, BB2 6NE, BB2 6SN, BB2 6SU, BB2 6SX, BB2 6SP, BB2 6JN, BB2 6JY, BB2 6JU, BB2 6LB, BB2 6JR, BB2 6JP, BB2 6JW, BB2 6JL, BB2 6JZ, BB2 6LA, BB2 6HG, BB2 6SY, BB2 6TA, BB2 6SZ, BB2 6TD, BB2 1WD, BB2 1TZ, BB2 1WA, BB2 1WB, BB2 1UA, BB2 1UB, BB2 1UE, BB2 1PS, BB2 1QW, BB2 1QP, BB2 1QR, BB2 1QS, BB2 1QF, BB2 1TH | CAT A | Type 1
400006 | Griffin | GRIFFIN | 4000063CF54 | BEARDWOOD HOSP | BB2 7LH, BB2 7LJ, BB2 7LL, BB2 7LQ, BB2 7LA, BB2 7NP, BB2 7PR, BB2 7LB, BB2 7PN, BB2 7NY, BB2 7PA, BB2 7NZ, BB2 7PQ, BB2 7LE, BB2 7PH, BB2 7PL, BB2 7PP, BB2 7PJ, BB2 7PS, BB2 7HY, BB2 7PD, BB2 7PX, BB2 7LG, BB2 7LD, BB2 7NS, BB2 7NU, BB2 7PY, BB2 7NT, BB2 7PT, BB2 7NX, BB2 7FH, BB2 7FJ, BB2 7FE, BB2 7FL, BB2 7FF | CAT A | Type 1
400013 | Hyndburn Rd | HYNDBURN RD | 4000133CF32 | CROWN ST | BB5 0RF, BB5 0RH, BB5 0RS, BB5 0SP, BB5 0RT, BB5 0SN, BB5 0QH, BB5 0QJ, BB5 0QL, BB5 0QN, BB5 0PF, BB5 0QB, BB5 0PN, BB5 0QE, BB5 0QD, BB5 0QF, BB5 0QU, BB5 0RB, BB5 0RA, BB5 0RD, BB5 0QX, BB5 0QT, BB5 0PZ, BB5 0QA, BB5 0PL, BB5 0QG, BB5 0QQ, BB5 0QS, BB5 0QR, BB5 0SH, BB5 0QW, BB5 0SL, BB5 0LN, BB5 0PY, BB5 0PX, BB5 0SJ, BB5 0HY, BB5 0HZ, BB5 0JB, BB5 0JF, BB5 0JG, BB5 0JS, BB5 0JQ, BB5 0JA, BB5 0JN, BB5 0JR, BB5 0JY, BB5 0JE, BB5 0JD, BB5 0LE, BB5 0AF, BB5 0RW, BB5 0RJ, BB5 0RL, BB5 0AY, BB5 0AW, BB5 0PW, BB5 0PQ, BB5 0RZ, BB5 0SG, BB5 0RY, BB5 0RU, BB5 0AP, BB5 0AL, BB5 0AN, BB5 0AS, BB5 0SU, BB5 0SX, BB5 0DA, BB5 0QP, BB5 0SQ, BB5 0HU, BB5 0HX, BB5 0SE, BB5 0HT | CAT A | Type 3A | Y
400013 | Hyndburn Rd | HYNDBURN RD | 4000133CF34 | SCAITCLIFFE RETAIL | BB5 2EJ, BB5 0RE, BB5 0RF, BB5 0PF, BB5 1NA, BB5 0DW | CAT A | Type 3A | Y
400013 | Hyndburn Rd | HYNDBURN RD | 4000133CF35 | ARNDALE CTR | BB5 1JY, BB5 1LF, BB5 1PL, BB5 1EX, BB5 1PN, BB5 1ES, BB5 0AD, BB5 1QW, BB5 1QG, BB5 1PR, BB5 1LL, BB5 1LE, BB5 1JZ, BB5 1PW, BB5 4NA, BB5 1EZ, BB5 1JJ, BB5 1NQ, BB5 1LY, BB5 1NE, BB5 1NH, BB5 1LN, BB5 1NU, BB5 1NT, BB5 1NJ, BB5 1NW, BB5 1LP, BB5 1LS, BB5 1JN, BB5 1JP, BB5 1LG, BB5 1LW, BB5 1EY, BB5 1HZ, BB5 2EH, BB5 1ET, BB5 1EW, BB5 1AS, BB5 1BQ, BB5 1BE, BB5 5LP, BB5 1DZ, BB5 1JR, BB5 1JT, BB5 1EA, BB5 1EP, BB5 1HB, BB5 1HD, BB5 1HL, BB5 1HE, BB5 1AD, BB5 6PR, BB5 6PX, BB5 1EB, BB5 1EJ, BB5 1HH, BB5 1ER, BB5 1HA | CAT A | Type 3A | Y
400013 | Hyndburn Rd | HYNDBURN RD | 4000133CF36 | CRAWSHAW ST | BB5 0PG, BB5 0PZ, BB5 0PF, BB5 0PN, BB5 2JG, BB5 2HA, BB5 2HL, BB5 0PY, BB5 0PU, BB5 0PJ, BB5 0PR, BB5 0PS, BB5 0PT, BB5 0PX, BB5 2HH, BB5 2HZ, BB5 2JF, BB5 2HW, BB5 2EZ, BB5 2HJ, BB5 2EX, BB5 5HP, BB5 1EE, BB5 1HF, BB5 1HP, BB5 1HH, BB5 1HJ, BB5 2EH, BB5 2EL, BB5 2EN, BB5 1HD, BB5 1HN, BB5 1HW, BB5 1LL, BB5 1PL, BB5 2ES, BB5 2NW, BB5 1JJ, BB5 1NT, BB5 2ER, BB5 1LY, BB5 1PB, BB5 1NY, BB5 1NP, BB5 1JA, BB5 2NJ, BB5 1HT, BB5 1PJ, BB5 1HR, BB5 1HS, BB5 1JS, BB5 1EQ, BB5 1EH, BB5 1NJ | CAT A | Type 3A | Y
400013 | Hyndburn Rd | HYNDBURN RD | 4000133CF40 | FORT ST | BB5 2NY, BB5 2PQ, BB5 2PA, BB5 2PB, BB5 2PF, BB5 2JX, BB5 2PD, BB5 2PE, BB5 2JZ, BB5 2NX, BB5 2JS, BB5 2LB, BB5 2LD, BB5 2LE, BB5 2BN, BB5 2LH, BB5 2DE, BB5 2DG, BB5 2BW, BB5 2NN, BB5 2NT, BB5 2BU, BB5 1HX, BB5 1HU, BB5 2NJ, BB5 2NW, BB5 1HT, BB5 1HP, BB5 2BJ, BB5 2BH, BB5 1EN, BB5 1EH, BB5 2BQ, BB5 2BP, BB5 2LZ, BB5 2NA, BB5 2NB, BB5 6RL, BB5 2RE, BB5 2RD, BB5 2RF, BB5 2ET, BB5 2RG, BB5 2RU, BB5 2DZ, BB5 2RW, BB5 2RX, BB5 2RY, BB5 2RS, BB5 2RR, BB5 2RT, BB5 2VV, BB5 1QF | CAT A | Type 3A | Y
400013 | Hyndburn Rd | HYNDBURN RD | 4000133CF41 | NAPIER ST | BB5 2BJ, BB5 2LE, BB5 2LY, BB5 2LF, BB5 2LG, BB5 2LQ, BB5 2LH, BB5 2LW, BB5 2LJ, BB5 2NR, BB5 2LL, BB5 2LX, BB5 2BN, BB5 2LZ, BB5 2LR, BB5 2LU, BB5 2NP, BB5 2LT, BB5 2LS, BB5 2LP, BB5 2HS, BB5 2BH, BB5 2BT, BB5 2JF, BB5 2JD, BB5 2JE, BB5 2HZ, BB5 2NB, BB5 2NA, BB5 2NE, BB5 2HR, BB5 2JG, BB5 2HY, BB5 2HX, BB5 2HU, BB5 2HT, BB5 2HP, BB5 2NF, BB5 2NL, BB5 2ND, BB5 2HN, BB5 2HB, BB5 2HQ, BB5 2JQ, BB5 2JH, BB5 2HA, BB5 2HL, BB5 2EZ, BB5 2HE, BB5 2QY, BB5 2JU, BB5 2JX, BB5 2JS, BB5 2EU, BB5 2EY, BB5 2EX, BB5 2NN, BB5 2HD, BB5 2SL | CAT A | Type 3A | Y
400013 | Hyndburn Rd | HYNDBURN RD | 4000133CF43 | ASDA | BB5 1DW, BB5 1DN, BB5 1BX, BB5 6AR, BB5 1BS, BB5 6AT, BB5 1BZ, BB5 1BT, BB5 1DP, BB5 4FF, BB5 4SE, BB5 4SF, BB5 4BT | CAT A | Type 3A | Y
400013 | Hyndburn Rd | HYNDBURN RD | 4000133CF44 | HYNDBURN RD T1 NETWORK | BB5 0AA, BB5 1QJ, BB5 1QQ, BB5 0AE, BB5 0AD, BB5 1QX, BB5 1EF, BB5 1GR, BB5 1QT, BB5 1QE, BB5 1LL, BB5 1PT, BB5 1PR, BB5 1QF, BB5 1DD, BB5 1PY | CAT A | Type 3A | Y
400103 | Cecil St | CECIL ST | 4001033CF32 | BACK HIGH ST/COCKER ST | FY1 2AT, FY1 2AP, FY1 2AR, FY1 2AS, FY1 2AU, FY1 2BJ, FY1 2BY, FY1 2AY, FY1 2AW, FY1 2AE, FY1 1RQ, FY1 1RE, FY1 2AJ, FY1 1PP, FY1 1TH, FY1 1RN, FY1 1RW, FY1 1QL, FY1 1PZ, FY1 1QW, FY1 1PX, FY1 2EF, FY1 2EA, FY1 2DU, FY2 0LB, FY1 2BX, FY1 2DE, FY1 2DB, FY1 2BE, FY1 2DT, FY1 2BA, FY1 2BD, FY1 2DA, FY1 2AZ, FY1 2BG, FY1 2BQ, FY1 2BL, FY1 2BN, FY1 2BP, FY1 2DW, FY1 2DL, FY1 2BW, FY1 2DY, FY1 2DX, FY1 2DZ, FY1 2EB, FY1 2EN, FY1 2BZ, FY1 2DP, FY1 2EL, FY1 2JA, FY1 2HU, FY1 2EP, FY1 2EG, FY1 2EJ | CAT A | Type 1
400103 | Cecil St | CECIL ST | 4001033CF33 | C AND S | FY1 3RW, FY1 3SL, FY1 3SE, FY1 3RX, FY3 8AF, FY1 3SN, FY3 7AT, FY3 7AS, FY3 7AY, FY3 7AX, FY3 7AF, FY3 7AZ, FY3 7AJ, FY3 7AD, FY3 7AA, FY3 7AL, FY3 7AH, FY3 7AG, FY3 7AB, FY3 7AE, FY1 3RZ, FY3 8AX, FY1 3RJ, FY3 8AH, FY3 8AQ, FY3 8AG, FY3 8AL, FY3 8DG, FY3 8AJ, FY3 8DJ, FY3 8DQ, FY1 3NN, FY3 8DW, FY3 8AB, FY3 8BN, FY3 8AE, FY3 8DR, FY3 8DF, FY3 8DH, FY3 8DL, FY3 8DN, FY3 8DP, FY3 8AU | CAT A | Type 1
400103 | Cecil St | CECIL ST | 4001033CF34 | CO-OP TALBOT RD | FY1 1RJ, FY1 1AN, FY1 1RW, FY1 1QL, FY1 1PP, FY1 1HP, FY1 4RJ, FY1 1HT, FY1 4RT, FY1 4PB, FY1 4NY, FY1 4RS, FY1 4HU, FY1 4RA, FY1 4RW, FY1 1HJ, FY1 1EJ | CAT A | Type 1
400103 | Cecil St | CECIL ST | 4001033CF35 | VICTORY RD | FY1 3AZ, FY1 3BL, FY1 3BJ, FY1 3HX, FY1 3BH, FY1 3BP, FY1 3BQ, FY1 3LQ, FY1 3EX, FY1 3HB, FY1 3LH, FY1 3HD, FY1 3EY, FY1 3DP, FY1 3BZ, FY1 3DB, FY1 3HY, FY1 3HH, FY1 3HL, FY1 3BG, FY1 3JB, FY1 3JA, FY1 3HS, FY1 3BX, FY1 3JD, FY1 3HN, FY1 3HW, FY1 3JH, FY1 3JS, FY1 3BN, FY1 3NG, FY1 3JW, FY1 3ND, FY1 3NE, FY1 3NH, FY1 3NJ, FY1 3DU, FY1 3HR, FY1 3NL, FY1 3NW, FY1 3JT, FY1 3NN, FY1 3LP, FY1 3LW, FY1 3LL, FY1 3JJ, FY1 3JL, FY1 3EG, FY1 3HZ, FY1 3SF, FY1 3SD, FY1 3SE, FY1 3RN, FY1 3JP, FY1 3JF, FY1 3JG, FY1 3JQ, FY1 3NP, FY1 3LZ, FY1 3NB, FY1 3HP, FY1 3RS, FY1 3RR, FY1 3RY, FY1 3SA, FY1 3RT, FY1 3RU, FY1 3QQ, FY1 3QL, FY3 8BN, FY3 8AN, FY3 8AY, FY3 8AB, FY1 3SP, FY1 3NQ | CAT A | Type 1
400103 | Cecil St | CECIL ST | 4001033CF39 | CECIL ST LOCAL/COOKSON ST CAR PK | FY1 3QX, FY1 3HG, FY1 3HR, FY1 3QS, FY1 3HN, FY1 3HW, FY1 3HP, FY1 3QZ, FY1 3RQ, FY1 3RH, FY1 3RA, FY1 3RG, FY1 3RF, FY1 3RE, FY1 3RD, FY1 3HL, FY1 1LF, FY1 2EG, FY1 2EE, FY1 2EH, FY1 2EQ | CAT A | Type 1
400103 | Cecil St | CECIL ST | 4001033CF40 | WOBURN RD | FY1 2RQ, FY1 2PW, FY1 2NX, FY1 2PP, FY1 3ED, FY1 2PL, FY1 2PR, FY1 2PS, FY1 2PU, FY1 2PE, FY1 2PF, FY1 2PG, FY1 2PQ, FY1 2PJ, FY1 2PN, FY1 2PH, FY1 2RE, FY1 2QF, FY1 2RJ, FY4 4QA, FY1 2NW | CAT A | Type 1
400103 | Cecil St | CECIL ST | 4001033CF41 | LAYCOCK GATE/SPENCER CT | FY3 8BT, FY3 8EN, FY3 8LX, FY3 9BD, FY3 8EL, FY3 8JH, FY3 8HB, FY3 8JA, FY3 8ER, FY3 8EY, FY3 8EZ, FY3 8HA, FY3 8JJ, FY3 8HD, FY3 8JL, FY3 8DD, FY3 8BZ, FY3 8DE, FY3 8BY, FY3 8LH, FY3 9BQ, FY3 9BG, FY3 9BE, FY3 8EW, FY3 9BB, FY3 8LW, FY3 8ES, FY3 8EX, FY3 8EU, FY3 8ET, FY3 8DB, FY3 8DA, FY3 8EP, FY3 8DF, FY3 8BS, FY3 9BW, FY3 8DS, FY3 8BU, FY3 8BX, FY3 8DH, FY3 8AA, FY1 1HF, FY1 4HL, FY1 4HN, FY1 3QA, FY1 3QE, FY1 3QH, FY1 3PF, FY1 3PJ, FY1 3PG, FY1 4HE, FY1 3PB, FY1 3QQ, FY1 3QL, FY1 3QJ, FY3 9AE, FY3 9AG, FY3 9AA, FY3 9AB, FY3 9AQ, FY3 9BL, FY3 9AW, FY3 9AL, FY3 9BP, FY3 8DL, FY3 8DN, FY3 8RS, FY3 8RW, FY3 8RT, FY3 8AS, FY3 8RP, FY3 8RR, FY3 8RN, FY3 8RA, FY3 8RX, FY3 8RY, FY3 8AT, FY3 8BJ, FY3 8NH, FY3 8NJ, FY3 8LR, FY3 8LT, FY3 8LU, FY3 8LY, FY3 8HG, FY3 8HX, FY3 8HF, FY3 8HE, FY3 8HH, FY3 8HL, FY3 8HN, FY3 8HW, FY3 8HT, FY3 8HU, FY3 8RL, FY3 8HQ, FY3 8AP, FY3 8RZ, FY3 8SA, FY3 8AX, FY1 3RN, FY1 3RB, FY1 3RZ, FY1 3NR, FY1 3NS, FY1 3TW, FY1 3TP, FY1 3TR, FY3 8LS, FY3 9AP, FY3 9JU | CAT A | Type 1
400103 | Cecil St | CECIL ST | 4001033CF42 | DEANSGATE ATE/PRUDENTIAL | FY1 1HQ, FY1 1LL, FY1 1LR, FY1 3AY, FY1 3AX, FY1 1BN, FY1 1JP, FY1 3AQ, FY1 1DA, FY1 3AF, FY1 2LB, FY1 3AS, FY1 3AR, FY1 3AU, FY1 1BA, FY1 1BH, FY1 1BP, FY1 1DH, FY1 1DG, FY1 1DU, FY1 1JD, FY1 1JY, FY1 1JQ, FY1 1NH, FY1 1LY, FY1 1DW, FY1 1PU, FY1 2AB, FY1 1LB, FY1 2LF, FY1 2AX, FY1 2AE, FY1 2AA, FY1 2AY, FY1 2AZ | CAT A | Type 1
400103 | Cecil St | CECIL ST | 4001033CF43 | CAMERON AVE | FY3 7EW, FY3 7EN, FY3 8PJ, FY3 7BS, FY3 7DB, FY3 7BZ, FY3 7DA, FY3 7DD, FY3 7EX, FY3 7HA, FY3 7HD, FY3 7HB, FY3 7EY, FY3 7EZ, FY4 2TS, FY3 7BJ, FY3 7AZ, FY3 8RA, FY3 8RB, FY3 7BE, FY3 8RE, FY3 8RF, FY3 8EJ, FY3 8EH, FY3 7EL, FY3 7DZ, FY3 7BP, FY3 7BY, FY3 7BN, FY3 7BW, FY3 7BH, FY3 7HG, FY3 7HX, FY3 7BB, FY3 7BA, FY3 7AQ, FY3 7AF, FY3 7AG, FY3 7AE, FY3 8EE, FY3 8EG, FY3 8EQ, FY3 8EA, FY3 8HS, FY3 7BD, FY3 8ED, FY3 8EB, FY3 8EF, FY3 8HR, FY3 8JX, FY3 8PH, FY3 7EH, FY3 7EJ, FY3 7EF, FY3 7EG, FY3 8PQ, FY3 8PG, FY3 7EE, FY3 8NY, FY3 8PF, FY3 8PE, FY3 8JY, FY3 8BP | CAT A | Type 1
400104 | Cleveleys | CLEVELEYS | 4001043CF28 | BRIGHTON AVE/VICTORIA RD W | FY5 3NE, FY5 3LA, FY5 3LD, FY5 3NH, FY5 3LG, FY5 2AL, FY5 3LU, FY5 3LZ, FY5 1AU, FY5 1AY, FY5 3LT, FY5 1AG, FY5 3LR, FY5 3LJ, FY5 3LX, FY5 3LN, FY5 3LW, FY5 3LP, FY5 3JF, FY5 3JE, FY5 3NJ, FY5 2AA, FY5 2UH, FY5 2AX, FY5 2BN, FY5 2AU, FY5 2BW, FY5 1AP, FY5 1DP, FY5 1BH, FY5 3NL, FY5 3JN, FY5 1DX, FY5 1AS, FY5 2AB, FY5 2AZ, FY5 2BD, FY5 2UG, FY5 1BS, FY5 1BG, FY5 1AJ, FY5 1AN, FY5 1DG, FY5 1DQ, FY5 1BU, FY5 1AL, FY5 1BQ, FY5 1SN, FY5 1SW, FY5 1BZ, FY5 1DH, FY5 1DL, FY5 1HD, FY5 1AE | CAT D | Type 2
400104 | Cleveleys | CLEVELEYS | 4001043CF29 | VICTORIA HOTEL | FY5 3PH, FY5 3AP, FY5 3AR, FY5 3BG, FY5 3BH, FY5 3BJ, FY5 3BQ, FY5 3RE, FY5 3PF, FY5 3PG, FY5 3RB, FY5 3RD, FY5 3AT, FY5 3PE, FY5 3PB, FY5 3PD, FY5 3PA, FY5 3BW, FY5 3BN, FY5 3NU, FY5 3NT, FY5 3NY, FY5 3QP, FY5 3QT, FY5 3QS, FY5 3QU, FY5 3QX, FY5 3QY, FY5 3QZ, FY5 3RA, FY5 3RQ, FY5 3JH, FY5 3JQ, FY5 3NJ, FY5 3JP, FY5 3JR, FY5 3QH, FY5 3JW, FY5 3JN, FY5 3NN, FY5 3NL, FY5 3NW, FY5 3JT, FY5 3QN, FY5 3NS, FY5 3NP, FY5 3NR, FY5 3NB, FY5 3NX, FY5 3QW, FY5 3EQ, FY5 3FY, FY5 3LB, FY5 3PZ, FY5 3LA, FY5 3QB, FY5 3NG, FY5 3NE, FY5 3AX, FY5 3AZ, FY5 3NQ, FY5 3AU, FY5 3AY, FY5 2BS, FY5 2QS, FY5 2HT, FY5 2HS, FY5 2HZ, FY5 2JA, FY5 2JB, FY5 2HX, FY5 2HR, FY5 2HY, FY5 2AY, FY5 2BT, FY5 2AU, FY5 2BP, FY5 2QP, FY5 3BS, FY5 3BP, FY5 3BE | CAT D | Type 2
400104 | Cleveleys | CLEVELEYS | 4001043CF30 | DENBIGH AVE | FY5 3RX, FY5 3BT, FY5 3BP, FY5 3BH, FY5 3BL, FY5 3BJ, FY5 3BN, FY5 3RT, FY5 3RS, FY5 3RU, FY5 3RY, FY5 3RZ, FY5 3SA, FY5 3SG, FY5 3SF, FY5 3SB, FY5 3TH, FY5 3BS, FY5 3QD, FY5 3PW, FY5 3PP, FY5 3PR, FY5 3PS, FY5 3PT, FY5 3PX, FY5 3PY, FY5 3BF, FY5 3PU, FY5 3BD, FY5 2HU, FY5 2QT, FY5 2QS, FY5 2HS, FY5 3TT, FY5 3UA, FY5 3TU, FY5 3PN, FY5 3QE, FY5 2TH, FY5 2QX, FY5 2QU, FY5 2QY, FY5 3SU, FY5 3TS, FY5 3SL, FY5 3SJ, FY5 3SH, FY5 3SQ, FY5 3BX, FY5 3BA, FY5 3BY, FY5 3PL, FY5 3HS, FY5 5DX, FY5 3SZ, FY5 3SP, FY5 3FH, FY5 3FF, FY5 3FE, FY5 3FA, FY5 3FG, FY5 3TN, FY5 3TJ, FY5 3TL, FY5 3TR, FY5 3TP, FY5 3FN, FY5 3FR, FY5 3FS | CAT D | Type 2
400104 | Cleveleys | CLEVELEYS | 4001043CF31 | THORNTON GATE | FY5 1JA, FY5 1RD, FY5 1LH, FY5 1JE, FY5 1JP, FY5 1JT, FY5 1JS, FY5 1JB, FY5 1LQ, FY5 1JR, FY5 1HX, FY5 1HU, FY5 1HY, FY5 1HZ, FY5 1HT, FY5 1JD, FY5 1JG, FY5 1HH, FY5 1HL, FY5 1HN, FY5 1HW, FY5 1HR, FY5 1JQ, FY5 1HP, FY5 1HS, FY5 1JX, FY5 1JU, FY5 1JW, FY5 2LY, FY5 2NA, FY5 1HQ, FY5 2AT, FY5 1HJ, FY5 1JF, FY5 2LZ, FY5 2NB, FY5 2NE, FY5 2NF, FY5 2ND, FY5 1LB, FY5 1LA, FY5 1LD, FY5 1LU, FY5 1JN, FY5 1LE, FY5 1EU, FY5 1EY, FY5 1LG, FY5 1LF, FY5 1JZ, FY5 1JY, FY5 1LP, FY5 1LL, FY5 1LJ, FY5 1LN, FY5 1HB, FY5 1LT, FY5 1JL, FY5 1HE, FY5 1ET, FY5 2EA, FY5 2DA, FY5 2DS, FY5 2DQ, FY5 1HG, FY5 2DY, FY5 2DH, FY5 2DL, FY5 2DE, FY5 2DB | CAT D | Type 2
400104 | Cleveleys | CLEVELEYS | 4001043CF32 | CUMBERLAND AVE/SUNDERLAND AVE | FY5 2DS, FY5 2DR, FY5 2PW, FY5 2PF, FY5 2DP, FY5 2DL, FY5 2DW, FY5 2DT, FY5 2DX, FY5 2DU, FY5 2PG, FY5 2PQ, FY5 2NZ, FY5 2SQ, FY5 2NY, FY5 2PJ, FY5 2PP, FY5 2PR, FY5 2PS, FY5 2PZ, FY5 2PD, FY5 2QA, FY5 2QB, FY5 2PE, FY5 2QE, FY5 2PU, FY5 2JS, FY5 2JU, FY5 2JT, FY5 2JX, FY5 2JR, FY5 2AG, FY5 2DD, FY5 2BY, FY5 2DF, FY5 2PN, FY5 2PL, FY5 2PH, FY5 2PX, FY5 2JE, FY5 2NH, FY5 2LY, FY5 2NA, FY5 1HQ, FY5 1HF, FY5 2ND, FY5 2NE, FY5 2NU, FY5 2NP, FY5 2NS, FY5 2LX, FY5 2NJ, FY5 2LJ, FY5 2LP, FY5 2LN, FY5 2DZ, FY5 2NQ, FY5 2NG, FY5 2NX, FY5 2NL, FY5 2NR, FY5 2LH, FY5 2LW, FY5 2NW, FY5 2NN, FY5 2LL, FY5 2QF, FY5 2NT, FY5 2QD, FY5 2LA, FY5 2JY, FY5 2LB, FY5 2JZ, FY5 2PY, FY5 2PT, FY5 2QG, FY5 2QH, FY5 2QQ, FY5 2QJ, FY5 2WP, FY5 2LD, FY5 2LG, FY5 2LF, FY5 2LE, FY5 2LQ, FY5 2WN, FY5 2WW, FY5 2WQ, FY5 2WS, FY5 2WT | CAT D | Type 2
400104 | Cleveleys | CLEVELEYS | 4001043CF36 | LIBRARY (CLEVELEYS) | FY5 1LN, FY5 1LB, FY5 1DX, FY5 1BQ, FY5 1EA, FY5 1BG, FY5 1DA, FY5 1BN, FY5 1EF, FY5 1EQ, FY5 1EG, FY5 1EZ, FY5 1ED, FY5 1BJ, FY5 1DY, FY5 1EE, FY5 1HA, FY5 1AP, FY5 1DZ, FY5 1BL, FY5 1EB, FY5 1HG, FY5 2BE, FY5 2BG, FY5 2BA, FY5 2AZ, FY5 2BB, FY5 2DJ, FY5 2DW, FY5 2DL, FY5 2DH, FY5 2DN, FY5 2AP, FY5 2AR, FY5 2BL, FY5 2BJ, FY5 2BQ, FY5 1EH, FY5 1DB, FY5 1DW, FY5 1HE, FY5 1EL, FY5 1EJ, FY5 1EW, FY5 1ET, FY5 1EU, FY5 1EP, FY5 1FF, FY5 1FD, FY5 1FE, FY5 1DE, FY5 1ER, FY5 1FG, FY5 1ES, FY5 1LW, FY5 1BP, FY5 1BS, FY5 1BB, FY5 1BZ, FY5 1BW, FY5 1DQ, FY5 1BY, FY5 1BU, FY5 3LB | CAT D | Type 2
400104 | Cleveleys | CLEVELEYS | 4001043CF37 | CLEVELEYS RMU | FY5 1SN, FY5 1LY, FY5 1SR, FY5 1DR, FY5 3DZ, FY5 3JH, FY5 3JQ, FY5 3JL, FY5 3JJ, FY5 1SP, FY5 1SW, FY5 1ST, FY5 1SU, FY5 1DL, FY5 2BG, FY5 2BS, FY5 2DW, FY5 2AR, FY5 2BJ, FY5 2BH, FY5 2JE, FY5 2BQ, FY5 2JA, FY5 2JD, FY5 2HY, FY5 2PD, FY5 2HX, FY5 2PE, FY5 1AW, FY5 1DG, FY5 1DF, FY5 1AG, FY5 1BG, FY5 1AJ, FY5 1AD, FY5 1DJ, FY5 1DQ, FY5 1TD, FY5 1DH, FY5 1AA, FY5 1HD, FY5 1AB, FY5 1ND, FY5 1SL, FY5 1LX, FY5 1SS, FY5 1DS, FY5 1AZ, FY5 1DT, FY5 3JG, FY5 3JP, FY5 3JR | CAT D | Type 2
400104 | Cleveleys | CLEVELEYS | 4001043CF38 | HOLMEFIELD AVE | FY5 2QR, FY5 2QT, FY5 2QS, FY5 2QP, FY5 2QL, FY5 2RA, FY5 2QZ, FY5 2QN, FY5 2JG, FY5 2JQ, FY5 2JE, FY5 2JP, FY5 2EZ, FY5 2TX, FY5 2TT, FY5 2TU, FY5 2TN, FY5 2TP, FY5 2TR, FY5 2TW, FY5 2TL, FY5 2TS, FY5 2RD, FY5 2EY, FY5 2SY, FY5 2EW, FY5 2HF, FY5 2HG, FY5 2ST, FY5 2SU, FY5 3TS, FY5 2SZ, FY5 2EU, FY5 2ET, FY5 2HA, FY5 2SE, FY5 2TY, FY5 2ED, FY5 2SF, FY5 2HB, FY5 2SA, FY5 2SX, FY5 2TZ, FY5 2UE, FY5 2UD, FY5 2UF, FY5 2US, FY5 2UU, FY5 2UX, FY5 2UZ, FY5 2UY, FY5 2WA, FY5 2WB, FY5 2WD, FY5 2WE | CAT D | Type 2
400104 | Cleveleys | CLEVELEYS | 4001043CF39 | SENIORS DR | FY5 2AW, FY5 2AH, FY5 2PA, FY5 2UT, FY5 2ZA, FY5 2ZB, FY5 2ZD, FY5 2ZE, FY5 2UR, FY5 2UN, FY5 2UP, FY5 2UW, FY5 2ZF, FY5 2ZG, FY5 2ZL, FY5 2ZJ, FY5 2ZN, FY5 2ZH, FY5 2RD, FY5 2RE, FY5 2RB, FY5 2RF, FY5 2JG, FY5 2EG, FY5 2HH, FY5 2HE, FY5 2HJ, FY5 2HP, FY5 2HN, FY5 2HW, FY5 2WH, FY5 2LR, FY5 2HL, FY5 2WF, FY5 2WJ, FY5 2WG, FY5 2WL, FY5 2OX, FY5 2AQ, FY5 2AF, FY5 2AN, FY5 2BX, FY5 2BU, FY5 2JJ, FY5 2JN, FY5 2BZ, FY5 2RH, FY5 2RQ, FY5 2RG, FY5 2JL, FY5 4QA | CAT D | Type 2
400113 | Blackpool (Primary 400113) | BLACKPOOL | 4001133CW15 | Unknown Circuit | FY1 1HA, FY1 1NL, FY1 1DU, FY1 1HB, FY1 1LL, FY1 1NH, FY1 1PP, FY1 1NX, FY1 1RA, FY1 1PD, FY1 1PZ | CAT A | Type 1
400113 | Blackpool (Primary 400113) | BLACKPOOL | 4001133CW34 | PRINCESS ST | FY1 4HU, FY1 5, FY1 5DL, FY1 5BZ, FY1 5BN, FY1 5AG, FY1 5BG, FY1 5BY, FY1 5BX, FY1 5BP, FY4 4RA, FY1 5BT, FY1 5BF | CAT A | Type 1
400113 | Blackpool (Primary 400113) | BLACKPOOL | 4001133CW35 | BACK HORNBY RD/CHARNLEY RD | FY1 4PW, FY1 4PP, FY1 4PR, FY1 4TT, FY1 4PE, FY1 4PF, FY1 4PL, FY1 4PN, FY1 4NB, FY1 4NJ, FY1 4ND | CAT A | Type 1
400113 | Blackpool (Primary 400113) | BLACKPOOL | 4001133CW36 | STANLEY TERR/CORAL ISLAND | FY1 3LL, FY1 3PR, FY1 3EJ, FY1 3DL, FY1 3DN, FY1 3DT, FY1 3LJ, FY1 3LE, FY1 3LA, FY1 3ND, FY1 3DR, FY1 3LQ, FY1 3BN, FY1 3LR, FY1 3DX, FY1 3EX, FY1 3EA, FY1 3EB, FY1 3ED, FY1 3EF, FY1 3ER, FY1 3EU, FY1 3LH, FY1 3EG, FY1 3AA, FY1 3AD, FY1 4LY, FY1 3PZ, FY1 3PP, FY1 3PS, FY1 3PU, FY1 3PT, FY1 3PX, FY1 3NY, FY1 3DZ, FY1 4LU, FY1 4NB, FY1 3NX, FY1 1HH, FY1 4JQ, FY1 4HT, FY1 4PS, FY1 4LN, FY4 2JW, FY1 4PL, FY1 4LE, FY1 4LS, FY1 4ND, FY1 4NJ, FY1 4NF, FY1 4LH, FY1 4LL, FY1 4LD, FY1 1HZ, FY1 3NU, FY1 4RU, FY1 4SR | CAT A | Type 1
400113 | Blackpool (Primary 400113) | BLACKPOOL | 4001133CW37 | TALBOT SQ | FY1 1RB, FY1 1JP, FY1 1LY, FY1 1RA, FY1 1LF, FY1 1NG, FY1 1DH, FY1 1RE, FY1 1QU, FY1 1PE, FY1 1PD, FY1 1DG, FY4 4EQ, FY1 1HQ, FY1 1QT, FY1 1NE | CAT A | Type 1
400113 | Blackpool (Primary 400113) | BLACKPOOL | 4001133CW38 | TOWER/HEYWOOD ST | FY1 4TE, FY1 4HU, FY1 4TF, FY1 4QZ | CAT A | Type 1
400113 | Blackpool (Primary 400113) | BLACKPOOL | 4001133CW39 | PAVILION | FY1 4QU, FY1 2LB, FY2 9RW, FY2 9SQ, FY2 9SJ, FY1 2LD, FY1 2JU, FY1 2JR, FY2 9SH, FY2 9SN, FY2 9SW, FY2 9SL, FY2 9TB, FY2 9SP, FY2 9LD, FY1 2JS, FY1 2NB, FY1 2LR, FY1 2LW, FY1 2LP, FY2 9RQ, FY2 9NS, FY2 9NX, FY2 9RG, FY2 9NT, FY2 9JN, FY2 9JR, FY3 8EG, FY1 2JL, FY2 9GJ, FY2 9SB, FY1 1SA | CAT A | Type 1
400113 | Blackpool (Primary 400113) | BLACKPOOL | 4001133CW40 | WELLINGTON | FY1 1HB, FY1 1HJ, FY1 4BJ, FY1 1HH, FY1 4RU, FY1 4QU, FY1 4RN, FY1 1EX, FY1 5AA | CAT A | Type 1
400113 | Blackpool (Primary 400113) | BLACKPOOL | 4001133CW44 | COOP ST | FY1 5AX, FY1 5EX, FY1 5BU, FY1 5BG, FY1 5AL, FY1 5BS, FY1 5BP, FY1 5AF, FY1 5AQ, FY1 5AW, FY1 5AJ, FY1 5BT, FY1 5DA, FY1 5EZ, FY1 5HA | CAT A | Type 1
400113 | Blackpool (Primary 400113) | BLACKPOOL | 4001133CW45 | KING EDWARD | FY1 5AW, FY1 4BT, FY1 5QE, FY1 4QQ, FY1 5HF, FY1 5HQ, FY1 5QB, FY1 4BN, FY1 5QD, FY1 5QF, FY1 4BX, FY1 4BW, FY1 4BP, FY1 4DD, FY1 4BZ, FY1 0AX, FY1 4HU, FY1 4RW, FY1 4RY, FY1 4RN, FY1 4RZ | CAT A | Type 1
400113 | Blackpool (Primary 400113) | BLACKPOOL | 4001133CW46 | CATERING COLL/BK HORNBY RD | FY1 4JG, FY1 4JA, FY1 4HY, FY1 4RD, FY1 4HL, FY1 4HF, FY1 4HG, FY1 4HH, FY3 9AA, FY1 4HQ, FY1 4HJ, FY1 4QL, FY1 4QN, FY1 4BY, FY1 4BT, FY1 4BW, FY1 4DE, FY1 4DG, FY1 4DD, FY1 4DQ, FY1 4BZ, FY1 4QJ, FY1 4QW, FY1 4QS, FY1 4PE, FY1 4PQ, FY1 4PP, FY1 4PG, FY1 4PF, FY1 4PW, FY1 1HJ, FY1 4BX, FY1 4RW, FY1 4EL, FY1 3DT, FY1 3ND, FY1 3LS, FY1 3LR, FY1 3LT, FY1 3LU, FY1 3LX, FY1 3JQ, FY1 3NB, FY1 3LZ, FY1 3LY, FY1 3QN, FY1 3NP, FY1 4HT, FY1 4EX, FY1 4EY, FY1 4EZ, FY1 4HA, FY1 4HB, FY1 4HW, FY1 4HD, FY1 3PX, FY1 3PZ, FY1 3QA, FY1 3PB, FY1 3PA, FY1 3QB, FY1 3PY, FY1 4JJ, FY1 4HZ, FY1 4JH, FY1 4QH, FY1 4QP, FY1 4JF, FY1 4HX, FY1 4PJ, FY1 4LZ, FY1 4NB, FY1 4JQ, FY1 4EW, FY1 4EU, FY1 1OX | CAT A | Type 1
400113 | Blackpool (Primary 400113) | BLACKPOOL | 4001133CW47 | PIER ST | FY1 4LA, FY1 4PR, FY1 4PW, FY1 5PY, FY1 4QB, FY1 5PZ, FY1 4PD, FY1 4PB, FY1 4TA, FY1 4LN, FY1 4LE, FY1 4PU, FY1 4SR, FY1 4PX, FY1 4HU, FY1 4SW, FY1 5QA, FY1 4QD, FY1 5QB, FY1 4QQ, FY1 4QE, FY1 4QG, FY1 4QJ, FY1 4PE, FY1 4QR, FY1 5DS, FY1 5AE, FY1 5AW, FY1 5AJ, FY1 5AN, FY1 5AH, FY1 5AP, FY1 5DA | CAT A | Type 1
400113 | Blackpool (Primary 400113) | BLACKPOOL | 4001133CW48 | CENTRAL PIER SW STN | FY1 5BB, FY1 5RJ, FY1 5AA, FY1 5AR, FY1 5RL, FY1 5BE, FY1 5BL, FY1 5BW, FY1 5AD, FY1 5DL, FY1 5BG, FY1 5BP, FY1 5AB, FY1 5AQ | CAT A | Type 1
400113 | Blackpool (Primary 400113) | BLACKPOOL | 4001133CW50 | MARKET SITE/MUNICIPAL BLDG BP | FY1 1HU, FY1 1DE, FY1 1DA, FY1 1AD, FY1 1LZ, FY1 1HB, FY1 1EG, FY1 1DU, FY1 1ND, FY1 1ET, FY1 1LB, FY1 1HP, FY1 1EJ, FY1 1HJ, FY1 1JD, FY1 1EX, FY1 1HT, FY1 1EZ, FY1 1DG, FY1 1EN, FY1 1LJ, FY1 1DW, FY1 1LE, FY1 4NP, FY1 4RW, FY3 9FZ, FY1 1EW, FY1 1HA, FY1 4RU, FY1 1EP, FY1 1HZ, FY1 3AF, FY1 1BP, FY1 4JR, FY1 1JA, FY1 1JB, FY1 1PY | CAT A | Type 1
400113 | Blackpool (Primary 400113) | BLACKPOOL | 4001133CW51 | OASIS | FY1 1RU, FY1 1SF, FY1 1RL, FY1 1RN, FY1 1RT, FY1 1SG, FY1 1RW, FY1 1SQ, FY1 1RX, FY1 4TQ, FY1 4QZ, FY1 5AA | CAT A | Type 1
400201 | Bamber Bridge | BAMBER BRIDGE | 4002014CF31 | WHITEFIELD MEADOW | PR5 6ZL, PR5 6YQ, PR5 6ZQ, PR5 6AG, PR5 6OX, PR5 6YN, PR5 6YS, PR5 6ZP, PR5 6YR, PR5 6YP, PR5 6GY, PR5 6RD, PR5 6RA, PR5 6QX, PR5 6GX, PR5 6QY, PR5 6GU, PR5 6ZH, PR5 6YH, PR5 6YG, PR5 6ZB, PR5 6YB, PR5 6YD, PR5 6YU, PR5 6ZE, PR5 6ZF, PR5 6ZD, PR5 6ZG, PR5 8AS, PR5 8NA, PR5 8AQ, PR5 8AR, PR5 6QU, PR5 6RH, PR5 6RJ, PR5 6RL, PR5 6JA, PR5 6GS, PR5 6HF, PR3 6GS, PR5 6QT, PR5 6DN, PR5 6YL, PR5 6ZN, PR5 6YJ, PR5 6XN, PR5 6XQ, PR5 6XP, PR5 6XR | CAT A | Type 1
400201 | Bamber Bridge | BAMBER BRIDGE | 4002014CF32 | STONE MILL SW STN | PR5 6PS | CAT A | Type 1
400201 | Bamber Bridge | BAMBER BRIDGE | 4002014CF33 | PAUL & WHITES | PR5 8AJ, PR5 8AE, PR5 8AY, PR5 8NA, PR5 8BF, PR5 8BW, FY8 1QA, PR5 8BG, PR5 8BX, PR5 8AQ, PR5 8BG, PR5 6AN, PR5 8AL, PR5 8AS, PR5 8AH | CAT A | Type 1
400201 | Bamber Bridge | BAMBER BRIDGE | 4002014CF34 | BAMBER BR LOCAL | PR4 0WL, PR5 6SH, PR5 6SG, PR5 6SU, PR5 6SR, PR5 6ST, PR5 6SS, PR5 6SZ, PR5 6UX, PR5 6BP, PR5 6BS, PR5 6BB, PR5 4JS, PR5 6XH, PR5 6QL, PR5 6LA, PR5 4PQ, PR5 4TB, PR5 4TA, PR5 6GP, PR5 6XB, PR5 6QP, PR5 6GN, PR5 6QR, PR5 6PE, PR5 6QS, PR5 6GD, PR5 6QD, PR5 6SY, PR5 4RL, PR5 4JR, PR5 4PD, PR5 4PL, PR5 6EZ, PR5 4RG, PR5 4PF, PR5 4RA, PR5 6BJ, PR5 6BL | CAT A | Type 1
400201 | Bamber Bridge | BAMBER BRIDGE | 4002014CF39 | RENSHAW DR | PR5 4AW, PR5 4RN, PR5 4RR, PR5 4RS, PR5 4RP, PR5 4RX, PR5 4RU, PR5 4RT, PR5 4RE, PR5 4RH, PR5 4QN, PR5 4QQ, PR5 2GT, PR5 4QH, PR5 4QL, PR5 4QJ, PR5 4GJ, PR5 4GQ, PR5 4GR, PR5 4QR, PR5 4QS, PR5 4GS, PR5 4QU, PR5 4QT, PR5 4QP, PR5 4GP, PR5 4GN, PR5 4GT, PR5 4GL, PR5 4QW, PR5 2QA, PR5 2GA, PR5 4QX, PR5 4QA, PR5 4GA, PR5 4GB, PR5 4QB, PR5 4QD, PR5 4GD, PR5 4GE, PR5 4QE, PR5 4RA, PR5 4RD, PR5 4RJ, PR5 4RB, PR5 4UB, PR5 4TD, PR5 4TL, PR5 4TQ, PR5 4TR, PR5 4UA, PR5 4TJ, PR5 4TS, PR5 4TT, PR5 4TE, PR5 4TB, PR5 4TA, PR5 4UD, PR5 4UP, PR5 4UG, PR5 4UQ, PR5 4RQ, PR5 4RY, PR5 6US, PR5 6TB, PR5 4UF, PR5 4UT, PR5 4TH, PR5 4TN, PR5 4TP, PR5 4TU, PR5 4TY, PR5 4TX, PR5 4JR, PR5 4NH, PR5 4NF, PR5 4NJ, PR5 4NE, PR5 4NB, PR5 4ND, PR5 1OX, PR5 4LZ, PR5 4LR, PR5 4NG, PR5 4JZ, PR5 4JF, PR5 4JH, PR5 4JG, PR5 4LG, PR5 4LF, PR5 6AA, PR5 4LW, PR5 4LY, PR5 4NL, PR5 4JS, PR5 4HY, PR5 4JX, PR5 4JW, PR5 4HZ, PR5 4NU, PR5 4NT | CAT A | Type 1
400201 | Bamber Bridge | BAMBER BRIDGE | 4002014CF41 | ST MARYS RC SCHOOL | PR5 6FN, PR5 6HA, PR5 6NP, PR5 6WP, PR5 6NQ, PR5 6WN, PR5 6NN, PR5 6LT, PR5 6LS, PR5 6LQ, PR5 6LR, PR5 6ED, PR5 6EP, PR5 6EH, PR5 6GJ, PR5 6QR, PR5 6BD, PR5 6AS, PR5 6DD, PR5 6EL, PR5 6JN, PR5 6ER, PR5 6FR, PR5 6DL, PR5 6ET, PR5 6FT, PR5 6FH, PR5 6EX, PR5 6EJ, PR5 6EE, PR5 6EQ, PR5 6FQ, PR5 6FY, PR5 6EB, PR5 6EY, PR5 6EA, PR5 6FB, PR5 6HB, PR5 6LE, PR5 6LU, PR5 6LW, PR3 1YB, PR5 6ES, PR5 6NA, PR5 6WA, PR5 6NB, PR5 6WL, PR5 6NJ, PR5 6NL, PR5 6WJ, PR5 6ND, PR5 6WE, PR5 6NE, PR5 6WD, PR5 6NH, PR5 6WH, PR5 6LY, PR5 6LX, PR5 6FS, PR5 6EU, PR5 6HH, PR5 6FX, PR5 6HE, PR5 6FD, PR5 6RE, PR5 6NS, PR5 6NT, PR5 6WT, PR5 6NU, PR5 6NR, PR5 6WX, PR5 6NX, PR5 6WR, PR5 6WY, PR5 6JJ, PR5 6QS, PR5 6LA, PR5 6PB, PR5 6TN, PR5 6TD, PR5 6GT, PR5 6QT, PR5 6PH, PR5 6TA, PR5 6QP, PR5 6GQ, PR5 6QQ, PR5 6GP, PR5 6GS, PR5 6TL, PR5 6DH, PR5 6LD, PR5 6LL, PR5 6LP, PR5 6LN, PR5 6LJ, PR5 6LB, PR5 6LH, PR5 6YJ, PR5 6PL, PR5 6PJ, PR5 6PN, PR5 6RS, PR5 6ZH, PR5 6BJ | CAT A | Type 1
400201 | Bamber Bridge | BAMBER BRIDGE | 4002014CF42 | SCHOOL LN | PR5 4DJ, PR5 4HT, PR5 4HU, PR5 4DA, PR5 4DB, PR5 4DH, PR5 4DN, PR5 4DP, PR5 4DT, PR5 4DS, PR5 4DR, PR5 4DY, PR5 4DU, PR5 4DX, PR5 4EA, PR5 0LE, PR5 4EB, PR5 4DW, PR5 4DZ, PR5 6YA, PR5 6QJ, PR5 4NX, PR5 6YZ, PR5 6ZJ, PR5 6RN, PR5 6QE, PR5 6QD, PR5 6QH, PR5 6GH, PR5 6GE, PR5 6PS, PR5 6GB, PR5 6QB, PR5 6GA, PR5 6QA, PR5 6HG, PR5 6SY, PR5 6RQ, PR5 6RR, PR5 6RP, PR5 6RT, PR5 6ZA | CAT A | Type 1
400212 | Buckshaw | BUCKSHAW PRY | 4002124CF03 | BUCKSHAW VILL COMM/WESTERN AVE MATRIX | PR7 7ED, PR7 7EA, PR7 7DU, PR7 7EB, PR7 7NB, PR7 7NA | CAT A | Type 1
400212 | Buckshaw | BUCKSHAW PRY | 4002124CF04 | PERTHSHIRE GR | PR7 7AQ, PR25, PR7 7AW, PR7 7AR, PR7 7AS, PR7 7AB, PR7 7AU, PR7 7AT, PR7 7AX, PR7 7BP, PR7 7BX, PR7 7BZ, PR7 7BH, PR7 7DR, PR7 7DT, PR7 7DL, PR7 7DS, PR7 7DE, PR7 7DQ, PR7 7GH, PR7 7DD, PR7 7DY, PR7 7BY, PR7 7AD, PR7 7AY, PR7 7BU, PR7 7DH, PR7 7EP, PR7 7DU, PR7 7EA, PR7 7AG, PR7 7AE, PR7 7AN, PR7 7AH, PR7 7BQ, PR7 7BJ, PR7 7BL, PR7 7BN, PR7 1BJ, PR7 1BN, PR7 7BG, PR7 7BT, PR7 7BS, PR7 7DG, PR7 7EF, PR7 7EN, PR7 6FE, PR7 6TD, PR7 6AD, PR7 6AE, PR7 6TB, PR7 6TE, PR7 6AQ, PR7 7AL, PR7 7AP, PR7 6AN, PR7 7AA, PR7 7AJ, PR7 7BF, PR7 7BA, PR7 7BB, PR7 7BE, PR7 7BD | CAT A | Type 1
400212 | Buckshaw | BUCKSHAW PRY | 4002124CF05 | WOLSELEY REVOLUTION PK | PR7 7DA, PR7 7DB, PR7 7BJ, PR7 7DG, PR7 7DF, PR7 7DJ, PR7 7DN, PR7 7DP, PR7 7BQ, PR7 7DW | CAT A | Type 1
400212 | Buckshaw | BUCKSHAW PRY | 4002124CF09 | DAWSON LN/MATRIX PK | PR7 7NA, PR6 7DT, PR6 7DU, PR6 7DX | CAT A | Type 1
400212 | Buckshaw | BUCKSHAW PRY | 4002124CF10 | UNITY PLACE | PR7 7EL, PR7 7EY, PR7 7GD, PR7 7GA, PR7 7EE, PR7 7EU, PR7 7EW, PR7 7EX, PR7 7GN, PR7 7GL, PR7 7HZ | CAT A | Type 1
400213 | Tarleton | TARLETON | 4002134CW16 | TARLETON LOCAL | PR4 6AT, PR4 6RH, PR4 6RQ, PR4 6RP, PR4 6AP, PR4 6AN, PR4 6RJ, PR4 6RN, PR4 6SX, PR4 6RL, PR4 6RA, PR4 6SN, PR4 6SP, PR4 6SS | CAT B | Type 1
400213 | Tarleton | TARLETON | 4002134CW17 | BOUNDARY LN/NEW HS NURSERY | PR9 8BD, PR9 8BG, PR9 8SA, PR9 8BQ, PR9 8BB, PR9 8BT, PR9 8FL, PR9 8FN, PR9 8FQ, PR9 8FS, PR9 8FP, PR9 8FT, PR9 8RF, PR9 8RG, PR9 8SL, PR9 8GZ, PR9 8GX, PR4 6XJ, PR4 6XL, PR4 6XH, PR4 6XD, PR4 6XE, PR4 6TA, PR4 6RD, PR4 6XP, PR4 6SH, PR4 6SA, PR4 6XQ, PR4 6XR, PR4 6RB, PR4 6RY, PR4 6AP, PR4 6AJ, PR4 6AL, PR4 6JD, PR4 6JG, PR4 6XB, PR4 6LN, PR4 6LP, PR4 6LJ, PR9 8ET, PR9 8EU, PR9 8ES, PR9 8ER, PR9 8BE, PR9 8BH, PR4 6RU, PR4 6SE, PR4 6SD, PR4 6PJ, PR4 6SY, PR4 6TL, PR4 6RW, PR4 6SB, PR4 6RE, PR4 6SG, PR4 6LW, PR4 6AD, PR4 6AA, PR4 6AE, PR4 6AB, PR4 6AH, PR9 8EE, PR9 8EL, PR9 8DX, PR9 8EA, PR9 8HB, PR9 8EZ, PR9 8HA, PR9 8EY, PR9 8EH, PR9 8ED, PR9 8EJ, PR9 8GY, PR9 8DU, PR9 8HJ, PR9 8HG, PR9 8HD, PR9 8HH, PR9 8GU, PR9 8BJ, PR9 8FY, PR9 8EX, PR9 8HF, PR9 8HE, PR9 8GR, PR9 8HQ, PR4 6YB, PR4 6XS, PR4 6EG, PR4 6TD, PR4 6TB, PR4 6PL | CAT B | Type 1
400213 | Tarleton | TARLETON | 4002134CW18 | WATER TOWER | PR4 6HB, PR4 6HE, PR4 6HG, PR4 6DE, PR4 6DA, PR4 6AS, PR4 6AQ, PR4 6AY, PR4 6AW, PR4 6UB, PR4 6UP, PR4 6BQ, PR4 6BP, PR4 6UZ, PR4 6UH, PR4 6UE, PR4 6DH, PR4 6DJ, PR4 6DL, PR4 6EJ, PR4 6BL, PR4 6BN, PR4 6DW, PR4 6EL, PR4 6BJ, PR4 6HD, PR4 6AT, PR4 6UD, PR4 6UA, PR4 6AZ, PR4 6BD, PR4 6BE, PR4 6BH, PR4 6BB, PR4 6BA, PR4 6AX, PR4 6EQ, PR4 6BU, PR4 6DB, PR4 6BX, PR4 6BY, PR4 6BS, PR4 6DN, PR4 6DT, PR4 6BT, PR4 6DP, PR4 6DQ, PR4 6DR, PR4 6DS, PR4 6AU, PR6 6AT, PR4 6ED, PR4 6EB, PR4 6EH, PR4 6EA | CAT B | Type 1
400213 | Tarleton | TARLETON | 4002134CW22 | BOOTHS STATION RD/STANLEY HS | PR4 6AE, PR4 6XJ, PR4 6SN, PR9 8DY, PR4 6TE, PR4 6SJ, PR4 6ST, PR4 6XT, PR4 6XS, PR4 6RB, PR4 6TW, PR4 6RD, PR4 6SP, PR4 6RS, PR4 6SU, PR4 6PA, PR4 6PD, PR4 6PE, PR4 6PH, PR4 6XE, PR9 8DX, PR9 8EB, PR4 6SQ, PR4 6RT, PR4 6SR, PR4 6OX, PR4 6LY, PR4 6LZ, PR4 6LW, PR4 6SX, PR4 6SB, PR4 6XP, PR4 6RR, PR4 6RZ, PR9 8DZ, PR4 6XL, PR4 6AA, PR4 6AB, PR4 6AF, PR4 6AG, PR4 6EF, PR4 6SZ, PR4 6PT, PR4 6SL, PR4 6TJ, PR4 6TG, PR6 7SG, PR4 6TH, PR4 6TS, PR4 6TN, PR4 6TP | CAT B | Type 1
400213 | Tarleton | TARLETON | 4002134CW23 | HAUNDERS LN ABS/PLOCKS FM LIVERPOOL RD | PR4 5QY, PR4 5QW, PR4 5JT, PR4 5ZD, PR4 5XP, PR4 5JR, PR4 4SD, PR4 4SL, PR4 4SJ, PR4 4SY, PR4 4RJ, PR4 5JU, PR4 4QB, PR4 4GL, PR4 4GB, PR4 4GH, PR4 4QH, PR4 4RF, PR4 4RB, PR4 5QG, PR4 5QL, PR4 5GL, PR4 5QA, PR4 5QN, PR4 5GN, PR4 5RD, PR4 5QR, PR4 5QP, PR4 5QE, PR4 5QU, PR4 5JN, PR4 5JL, PR4 5LB, PR4 4TB, PR4 4RQ, PR4 4RG, PR4 4SU, PR4 4SX, PR4 4GJ, PR4 4TE, PR4 4TA, PR4 4SB, PR4 4SE, PR4 4SN, PR4 4SQ, PR4 4QL, PR4 4TD, PR4 4QJ, PR4 4GN, PR4 4QN, PR4 4GE, PR4 4GR, PR4 4HH, PR4 5QJ, PR4 5RB, PR4 5GJ, PR4 5GE, PR4 5QH, PR4 4RD, PR4 5JB, PR4 5LE, PR4 5JX, PR4 5GA, PR4 5RA, PR4 5JJ, PR4 5QD, PR4 5RF, PR4 5GD, PR4 5AW, PR4 5QB, PR4 5GB, PR4 5YB, PR4 5XA, PR4 4RH, PR4 4GA, PR4 4HA, PR4 5JZ, PR4 4QP, PR4 4QA, PR4 4QE, PR4 4GP, PR4 4GF, PR4 4GG, PR4 4RE, PR4 4GS, PR4 4HJ, PR4 4HG, PR4 5JS, PR4 5GH, PR4 4HB, PR4 4HQ, PR4 4GD, PR4 4QD, PR4 4HD, PR4 4HE, PR4 4HF, PR4 5QQ, PR4 5QS, PR4 5QT, PR4 5HF, PR26 6TN, PR4 4SR, PR4 4RA, PR4 5RE, PR4 4TH, PR4 4XN, PR4 4SP, PR4 4XP, PR4 4RZ, PR4 4SH, PR1 8LE, PR4 5LH, PR4 4ST, PR4 4SS, PR4 5JQ, PR4 4RL, PR4 5JY, PR4 5JP | CAT B | Type 1
400213 | Tarleton | TARLETON | 4002134CW24 | WINDGATE | PR4 6NA, PR4 6NB, PR4 6ND, PR4 6NE, PR4 6NF, L40 1RB, PR4 6LJ, PR5 7AT, PR26 9AT, PR26 9AX, PR26 9AH, PR26 9AJ, PR26 9AP, PR5 7AH, PR4 6HJ, PR4 6HH, PR4 6UR, PR4 6TR, PR4 6HL, PR4 6HN, PR4 6JF, PR4 6LH, PR4 6UP, PR4 6TU, PR4 6TY, PR1 6LN, PR4 6HB, PR4 6HG, PR4 6UQ, PR4 6UJ, PR4 6LT, PR4 6HA, PR4 6UY, PR4 6DD, PR4 6HW, PR4 6LS, PR4 6DG, PR4 6JJ, PR4 6HX, PR4 6HY, PR4 6UX, PR4 6XA, PR4 6JL, PR4 6JE, PR4 6JH, PR5 7AX, PR4 6LQ, PR4 6LL, PR4 6UU, PR4 6UT, PR4 6HT, PR5 7RF, PR26 9RF, PR26 9AA, PR26 9AS, PR5 7AS, PR5 7BE, PR26 9BE, PR26 9BF, PR5 7AR, PR26 9AR, PR4 6HR, PR4 6HS, PR26 9JA, PR4 6LU, PR4 6UL, PR4 6NN, PR4 6NJ, PR4 6NL, PR4 6NH, PR4 6NG, PR4 6XX, PR4 6XY, PR4 6US, PR4 6TX, PR4 6TT, PR26 9AN, PR26 9AL, L40 1SQ, L40 1ST, L40 1SU, L40 1SE, PR4 6WA, PR4 6UW, PR4 6WB, PR4 6WD, PR4 6WE, PR4 6WF, PR4 6HP, PR4 6HU, PR4 4PL | CAT B | Type 1
400402 | Avenham | AVENHAM | 4004023CW15 | AVENHAM T1 | PR1 3NU, PR1 3PX, PR1 3NN, PR1 3NR, PR1 3QD, PR1 3NS, PR1 3NT, PR1 3LS, PR1 3XB | CAT D | Type 4
400402 | Avenham | AVENHAM | 4004023CW16 | MAIN SPRIT WEIND | PR1 1DA, PR1 1FB, PR1 1DD, PR1 1HR, PR1 2DY, PR1 2QN, PR3 1JA, PR1 1DE, PR1 1HT, PR1 2AH, PR1 3BN, PR1 1AZ, PR1 2QY, PR1 3NN, PR1 2RL, PR1 2PP, PR1 2AD, PR1 2PD, PR1 3XX, PR1 2AP, PR1 1AH, PR1 2QA, PR1 2RY, PR1 2QL, PR1 3BU, PR1 3TY, PR1 2QE, PR1 2AQ, PR1 3LS, PR1 2EP, PR1 1RA, PR1 1DJ, PR1 1DN, PR1 3LJ, PR1 3NU, PR1 3PB, PR1 3JU, PR1 3PU | CAT D | Type 4
400402 | Avenham | AVENHAM | 4004023CW17 | OXFORD ST N | PR2 5AX, PR1 4PA, PR1 4NY, PR1 4PD, PR1 4PT, PR1 4PB, PR1 4PE, PR1 4PL, PR1 4PN, PR1 4PP, PR1 4PS, PR1 4PQ, PR1 3TS, PR1 3TD, PR1 3ST, PR1 3SU, PR1 3TB, PR1 3SX, PR1 3RH, PR1 3RU, PR1 3RX, PR1 3RS, PR1 3SE, PR1 3RY, PR1 3QX, PR1 3QW, PR1 3RZ, PR1 3OX, PR1 3SG, PR1 3QE, PR1 3RA, PR1 4QF, PR1 4NB, PR1 4ND, PR1 4NE, PR1 4NX, PR1 4NH, PR1 4NJ, PR1 4NL, PR1 4NP, PR1 4NN, PR1 4HL, PR1 4HJ, PR1 3YH, PR1 4HR, PR1 4HQ, PR1 3QR, PR1 3QS, PR1 3YL, PR1 3YJ, PR1 3QT, PR1 3YN, PR1 4HD, PR1 3JY, BD23 4PZ, M26, M26 1UE, WN8 7SH, M5 2YY, LA9 5BT, OL11 1HH, WN4 8UN, CA28 8JG, SK9 6EG, BB3 OHY, PR1 3XP, PR1 3SA, PR1 3RP, PR1 3UQ, PR1 3RE, PR1 3RG, PR1 3RF, PR1 3RW, PR1 4LX, PR2 4YA, PR1 4PR, PR1 4PH, PR1 4PJ, PR1 4LE, PR1 4LA, PR1 3QY, PR1 3QU, PR1 4LN, PR1 4LJ, PR1 3SB, PR1 3XQ, PR1 3QZ | CAT D | Type 4
400402 | Avenham | AVENHAM | 4004023CW18 | FISHERGATE CENTRE | PR1 8HJ | CAT D | Type 4
400402 | Avenham | AVENHAM | 4004023CW22 | NORWEST CT | PR1 3NU, PR1 3JJ, PR1 3LT, PR1 3TH, PR1 3HP, PR1 3TL, PR1 3TF, PR1 3TW, PR1 3JU, PR1 3TZ, PR1 3JE, PR1 3LY, PR1 2XQ, PR1 3TN, PR1 3TQ, PR1 3TR, PR1 3TS, PR1 3TE, PR1 3SY, PR1 3TA, PR1 3NA, PR1 8BZ, PR1 8JT, PR1 8JP, PR1 8LJ, PR1 8JR, PR1 3LB, PR1 8EW, PR1 8HU, PR1 1AA, PR1 8HX, PR1 8HG, PR1 8HN | CAT D | Type 4
400402 | Avenham | AVENHAM | 4004023CW23 | ANCHOR CT | PR1 2NQ, PR1 2AH, PR1 2AD, PR1 2AE, PR1 2AA, PR1 2NR, PR1 2NN, PR1 2NX, PR1 2JY, PR1 2TU, PR1 2AY, PR1 2EJ, PR1 2U, PR1 2ER, PR1 2AT, PR1 2UH, PR1 2UP, PR1 2AB, PR1 2US, PR1 2AU, PR1 2NP, PR1 2JX, PR1 2NL, PR1 2UT, PR1 2BB, PR1 2XB, PR1 2ED, PR1 7US, PR1 2NJ, PR1 2YX, PR1 2JU, PR1 2AP, PR1 2BT, PR1 2AR | CAT D | Type 4
400402 | Avenham | AVENHAM | 4004023CW24 | BIRLEY ST | PR1 3XT, PR1 3XU, PR1 3SD, PR1 3XX, PR1 3YA, PR1 3QT, PR1 3XN, PR1 3XL, PR1 3RL, PR1 3RR, PR1 3RN, PR1 3RQ, PR1 2AQ, PR1 1PP | CAT D | Type 4
400402 | Avenham | AVENHAM | 4004023CW25 | WINCKLEY SQ (NO8) | PR1 2NJ, PR1 2UR, PR1 2NL, PR1 2UP, PR1 2AD, PR1 8BS, PR1 8BH, PR1 8BQ, PR1 2AA, PR1 8BU, PR1 8AD, PR1 8BN, PR1 2UJ, PR1 8HJ, PR1 8AP, PR1 3JJ, PR1 3LT, PR1 3ER, PR1 3HD, PR1 3JQ, PR1 3LU, PR1 3LP, PR1 3LX, PR1 3JL, PR1 8JT, PR1 3NA, PR1 3JE, PR1 7PJ, PR1 8BT, PR1 3JH, PR1 8AY, PR1 3TS, PR1 3JG, PR1 3LB, PR1 8AN, PR1 3TN, PR1 3EQ, PR1 3NU, PR1 3HP, PR1 2AF, PR1 2AL, PR1 3JU, PR1 3HL, PR1 8AA | CAT D | Type 4
400406 | Douglas St | DOUGLAS ST | 4004063CW04 | APPLEBY ST/ASHTON | PR1 2HE, PR1 2UX, PR1 2UQ, PR1 2ED, PR1 2XB, PR1 2XE, PR1 8RU, PR1 8RQ, PR1 2XF, PR1 1LR | CAT D | Type 4
400406 | Douglas St | DOUGLAS ST | 4004063CW05 | ABINGDON DR/MEADS RD | PR2 1EY, PR2 1HJ, PR2 1HH, PR2 1HE, PR2 1HB, PR2 1DY, PR2 1EQ, PR2 1HY, PR2 1HN, PR2 1HL, PR2 1HR, PR2 1JR, PR2 1JA, PR2 1JU, PR2 1SJ, PR2 1AF, PR2 1JY, PR2 1JS, PR2 1JT, PR2 1JQ, PR2 1JP, PR2 1JL, PR2 1JN, PR2 1TB, PR2 1UJ, PR2 1SX, PR2 1UT, PR2 1SS, PR2 1SN, PR2 1SP, PR2 1SE, PR2 1LH, PR2 1SQ, PR2 1SH, PR2 1SR, PR2 1ST, PR2 1SL, PR2 1SU, PR2 1JX, PR2 1SY, PR2 1SZ | CAT D | Type 4
400406 | Douglas St | DOUGLAS ST | 4004063CW06 | HAMBRO GUARDIAN/WATERY LN PUMP STN | PR2 2YD, PR2 2DY, PR2 2YG, PR2 2YJ, PR2 2XB, PR2 2XF, PR2 2XD, PR2 2XE | CAT D | Type 4
400406 | Douglas St | DOUGLAS ST | 4004063CW07 | DOUGLAS ST O.D | PR2 2YL, PR2 2XL, PR2 2XR, PR2 2PD, PR2 2TE, PR2 2XS, PR2 2XP, PR2 2YP, PR2 2TX, PR2 2ZP, PR2 2YN, PR1 8UJ, PR2 2NN, PR2 2NS, PR2 1AX, PR2 1AT, PR1 8UA, PR1 8UE, PR2 1AQ, PR2 2NR, PR2 2NQ, PR2 2NP, PR2 1AS, PR2 2ZB | CAT D | Type 4
400406 | Douglas St | DOUGLAS ST | 4004063CW08 | PEDDERS LN/BITUMEN WKS CHAIN CAUL WAY | PR2 1AE, PR2 1AH, PR2 1AG, PR2 1AL, PR2 1AN, PR2 1NS, PR2 2TH, PR2 1NQ, PR2 1NR, PR2 2JZ, PR2 2YL, PR2 1PP, PR2 1PS, PR2 1PT, PR2 1QE, PR2 1NJ, PR2 1PW, PR2 1PN, PR2 1PX, PR2 1PY, PR2 1QA, PR2 1QB, PR2 1QD, PR2 2HW, PR2 2TW, PR2 2TY, PR2 2JW, PR2 2TT, PR2 2TE, PR2 2XU, PR2 2XP, PR2 2XL, PR2 1LN, PR2 1NE, PR2 1NH, PR2 1PZ, PR2 1NL, PR2 1NN, PR2 1NP | CAT D | Type 4
400406 | Douglas St | DOUGLAS ST | 4004063CW09 | WEST STRAND RD RETAIL | PR1 8YN, PR1 8NL, PR1 8NG, PR1 8ND, PR1 8PB, PR1 8NS, PR1 8NE, PR1 8NP, PR1 8NF, PR1 8NQ, PR1 8TA, PR1 8SP, PR1 8ST, PR1 8XD, PR1 8SS, PR1 8XH, PR1 8SR, PR1 8TH, PR1 8SD, PR1 8YR, PR1 8NR, PR1 8XE, PR1 8RR, PR1 8UY | CAT D | Type 4
400406 | Douglas St | DOUGLAS ST | 4004063CW13 | ELLEN ST/GOSS NO 1 | PR1 7PZ, PR1 7LA, PR2 2NJ, PR1 7JN, PR1 2XP, PR2 2SH, PR1 7JU, PR2 2AQ, PR2 2AT, PR2 2AS, PR2 2DD, PR2 2AU, PR1 7JS, PR1 7QQ, PR1 7QP, PR1 7HR, PR1 7HN, PR1 7BH, PR1 7HT, PR1 7HE, PR1 7EP, PR1 7RB, PR1 7HJ, PR1 7JH, PR1 7JL, PR1 7JQ, PR1 7JP, PR1 7RE, PR1 7TR, PR1 7TP, PR1 7SU, PR1 7SL, PR1 7TH, PR1 7PR, PR1 7ER, PR1 7JT, PR1 7LL, PR1 7NU, PR1 7DD, PR1 7JM, PR1 7ES, PR1 7EA, PR1 7QR | CAT D | Type 4
400406 | Douglas St | DOUGLAS ST | 4004063CW14 | POWIS RD | PR2 1AD, PR2 1AE, PR2 2YP, PR2 2HT, PR2 2GB, PR2 2GA, PR2 2GD, PR2 2YW, PR2 2YY, PR2 2YZ, PR2 2YX, PR2 2TZ, PR2 2TE, PR2 2TU, PR2 0OX, PR2 2YS, PR2 2YL, PR2 2YH, PR2 2TL, PR2 0ZE, PR2 2XP, PR2 2XU, PR2 2PD, PR2 2YJ, PR2 2XB, PR2 2XF | CAT D | Type 4
400406 | Douglas St | DOUGLAS ST | 4004063CW15 | GOLD MEDAL TRAVEL | PR2 2YB, PR2 2YQ, PR2 2YA, PR2 2XH, PR2 2XB, PR2 2XF, PR2 2YF | CAT D | Type 4
400406 | Douglas St | DOUGLAS ST | 4004063CW16 | LEL MARSH LN/KINGFISHER GDNS | PR1 8PQ, PR1 8PS, PR1 8PR, PR1 8UJ, PR1 8RT, PR1 8NY, PR1 8NX, PR1 8SL, PR1 8SJ, PR1 8SN, PR1 8SQ, PR1 8SP, PR1 8SR, PR1 8TA, PR1 1ZJ, PR1 8LT, PR1 8UY, PR1 8UN, PR1 8UW, PR1 8UG, PR1 8SW, PR1 8SZ | CAT D | Type 4
400406 | Douglas St | DOUGLAS ST | 4004063CW17 | TOTAL FITNESS | PR1 8EA, PR1 8EH, PR1 8EE, PR1 8ED, PR1 8DX, PR1 8DU, PR1 8DY, PR1 8HB, PR1 8EJ, PR1 8EL, PR1 8ET, PR1 8ES, PR1 8ER, PR1 8EQ, PR1 8EP, PR1 8EN, PR1 8DN, PR1 8EB, PR1 8DT, PR1 0AQ, PR1 0AP, PR1 0AE, PR1 0AJ, PR1 0AH, PR1 0BD, PR1 0AD, PR1 8JW, PR1 0AG, PR1 8PZ, PR1 8PP, PR1 8PQ, PR1 8PH, PR1 8PJ, PR1 8PN, PR1 8PY, PR1 8PE, PR1 8PD, PR1 8PX, PR1 8PU, PR1 8PT, PR1 8PW, PR1 8AF, PR1 8UY | CAT D | Type 4
609003 | Chatsworth | CHATSWORTH ST | 6090034CW05 | FURNESS BUS PK S | LA14 3YQ, LA14 3YL, LA14 3YN, LA14 3YF, LA14 3YE, LA14 3YB, LA14 3YD, LA14 3YP, LA14 3YA, LA14 3YH, LA14 3YU, LA14 3HX, LA14 3JD, LA14 3JB, LA14 3AF, LA14 3JA, LA14 3AE, LA14 3DD, LA14 3HH, LA14 3HQ, LA14 3HG, LA14 3HF, LA14 3HB, LA14 3HA, LA14 3HD, LA14 3HE, LA14 3EN, LA14 3EW, LA14 3ET, LA14 3EU, LA14 3ES, LA14 3ER, LA14 3HJ, LA14 3HL, LA14 3EY, LA14 3EX, LA14 3EZ, LA14 3EP, LA14 3EL, LA14 3EJ, LA14 3EH, LA14 3EQ, LA14 3EA, LA14 2PG, LA14 5UZ, LA14 2PD, LA14 2NA, LA13 0OX, LA14 3YG, LA14 2TW, LA12 2TN, LA14 2TT, LA14 2TX, LA14 2TU, LA14 2TN, LA14 2TS, LA14 2TR, LA14 2QW, LA14 2QS, LA14 2QT, LA14 2QY, LA14 2QX, LA14 2QU, LA14 2ST, LA14 2SU, LA14 2PE, LA14 2PN, LA14 2UA, LA14 2PJ, LA14 2NW, LA14 2PS, LA14 2PT, LA14 2PU, LA14 2PX, LA14 2PY, LA14 2PZ, LA14 2QB, LA14 2QD, LA14 2PR, LA14 2QE, LA14 2QF, LA14 2QG, LA14 2QQ, LA14 2QA, LA14 2PW, LA14 3HN, LA14 3HW, LA14 3HP, LA14 3DB, LA14 3AP, LA14 3DF, LA14 3JQ, LA14 3LB, LA14 3LD, LA14 3LQ, LA14 3AG, LA14 3AJ, LA14 3AN, LA14 3AL, LA14 3DQ, LA14 3DG, LA14 3DA, LA14 3DH, LA14 3BZ, LA14 3DP, LA14 3BT, LA14 3DX, LA14 3BY, LA14 3AR, LA14 3BS, LA14 3BP, LA14 3BB, LA14 3AS, LA14 3BA, LA14 3HZ, LA14 3DU, LA14 3EE, LA14 3BN, LA14 3DZ, LA14 3EB, LA14 3EF, LA14 3BU, LA14 3EG, LA14 3ED, LA14 3DY, LA14 3BX, LA14 3BW, LA14 2PQ, LA14 2SY, LA14 2QN, LA14 2SG, LA14 2SH, LA14 2SF, LA14 2SQ, LA14 2RB, LA14 2RD, LA14 2RE, LA14 2RF, LA14 2TG, LA14 2TQ, LA14 2TH, LA14 2RW, LA14 2TJ, LA14 2RA, LA14 2QZ, LA14 2TL, LA14 2TP, LA14 2QP, LA14 2QR, LA14 2SX, LA14 2SZ, LA14 2FD, LA14 1DB, LA14 1PY, LA14 1PX, LA14 1BY, LA14 1HZ | CAT D | Type 2
609003 | Chatsworth | CHATSWORTH ST | 6090034CW06 | DRYDEN ST | LA13 0PE, LA14 5QZ, LA14 1RT, LA14 2PA, LA14 2NN, LA14 2NR, LA14 2NT, LA14 2NX, LA14 2NU, LA14 2ND, LA14 2NZ, LA14 2LG, LA14 1RW, LA14 1RP, LA14 1RH, LA14 1XA, LA14 1XE, LA14 4BQ, LA14 1RX, LA14 1RU, LA14 1DB, LA14 1PR, LA14 1JH, LA14 1PT, LA14 1DL, LA14 1SE, LA14 1PU, LA14 1LD, LA14 1DJ, LA14 1PZ, LA14 1SB, LA14 1DR, LA14 1DT, LA14 1DZ, LA14 1EE, LA14 1DD, LA14 1DS, LA14 1DY, LA14 1DU, LA14 1EB, LA14 1EA, LA14 1EH, LA14 1EQ, LA14 1EJ, LA14 1PP, LA14 1JN, LA14 1HS, LA14 1JB, LA14 1DP, LA14 1EG, LA14 1DF, LA14 1JZ, LA14 1PX | CAT D | Type 2
609003 | Chatsworth | CHATSWORTH ST | 6090034CW07 | BATH ST | LA14 5TS, LA14 5TR, LA14 5TP, LA14 5TU, LA14 5TT, LA14 5TW, LA14 5RX, LA14 5UN, LA14 1LG, LA14 1QD, LA14 1SF, LA14 1LW, LA14 1LN, LA14 1LS, LA14 1LR, LA14 1RD, LA14 1RF, LA14 1LD, LA14 1DB, LA14 1SG, LA14 1SQ, LA14 1QE, LA14 1SS, LA14 1QQ, LA14 1QG, LA14 1SJ, LA14 1SL, LA14 1SN, LA14 1SW, LA14 1SP, LA14 1ST, LA14 1QL, LA14 1QJ, LA14 1PT, LA14 1XH, LA14 1DD, LA14 1QZ, LA14 1LL | CAT D | Type 2
609003 | Chatsworth | CHATSWORTH ST | 6090034CW09 | FURNESS NEWS | LA14 5UY, LA14 5RX, LA14 5RT, LA14 5QX, LA14 5UD, LA14 1NB, LA14 1NG, LA14 1NR, LA14 1NW, LA14 5TQ, LA14 1NN, LA14 1NH, LA14 1NF, LA14 1ND, LA14 1NA, LA14 1LX, LA14 1LT, LA14 1LY, LA14 1LZ, LA14 1NE, LA14 1NJ, LA14 1NL, LA14 1NS, LA14 5TR, LA14 5UE, LA14 5TN, LA14 5TG, LA14 5TF, LA14 5TE, LA14 5TD, LA14 5TB, LA14 5TA, LA14 5SZ, LA14 5SY, LA14 5SU, LA14 5SX, LA14 5ST, LA14 5SL, LA14 5SR, LA14 5SS, LA14 5SN, LA14 5RF, LA14 5RR, LA14 1NP, LA14 5OX, LA14 1NT, LA14 5RQ, LA14 5RW, LA14 5TL, LA14 5TH, LA14 5SD, LA14 5SE, LA14 5SB, LA14 5RZ, LA14 5SA, LA14 5RS, LA14 5RP, LA14 5RN, LA14 5RH, LA14 5SG, LA14 5RJ, LA14 5RL, LA14 5RG, LA14 5RD, LA14 5RE, LA14 5RU, LA14 5RA, LA14 5QY, LA14 5TJ, LA14 5SF, LA14 2UG, LA14 2PG, LA14 2UA, LA14 2UE, LA14 2UF, LA14 2UD, LA14 2HB | CAT D | Type 2
609003 | Chatsworth | CHATSWORTH ST | 6090034CW10 | NORTH SCALE | LA14 3JH, LA14 3JJ, LA14 3JX, LA14 3JY, LA14 3JZ, LA14 3JN, LA14 3JL, LA14 3JF, LA14 3JG, LA14 3LA, LA14 3AQ, LA14 3AJ, LA14 3AH, LA14 3LQ, LA14 3AN, LA14 3AW, LA14 3AP, LA14 3DF, LA14 3DJ, LA14 3DL, LA14 3JW, LA14 3JP, LA14 3JS, LA14 3JR, LA14 3AL, LA14 3DE, LA14 3XX, LA14 3XY, LA14 3HZ, LA14 3LN, LA14 3HY, LA14 3LW, LA14 3LP, LA14 3LR, LA14 3LT, LA14 3LS, LA14 3JQ, LA14 3HT, LA14 3TA, LA14 3SD, LA14 3RW, LA14 3SE, LA14 3RU, LA14 3SF, LA14 3RT, LA14 3RR, LA14 3RS, LA14 3RP, LA14 3TB, LA14 3RN, LA14 3RL, LA14 3QR, LA14 3QS, LA14 3AA, LA14 3RQ, LA14 3SN, LA14 3SP, LA14 3SW, LA14 3SL, LA14 3SJ, LA14 3SQ, LA14 3SH, LA14 3SG, LA14 3TH, LA14 3TD, LA14 3QT, LA14 3QP, LA14 3QN, LA14 3QW, LA14 3QG, LA14 3QQ, LA14 3QA, LA14 3PX, LA14 3PY, LA14 3QB, LA14 3PZ, LA14 3QL, LA14 3QJ, LA14 3QH, LA14 3PJ, LA14 3HU, LA14 3AB, LA14 3AD, LA14 3DR, LA14 3BW, LA14 3BB, LA14 3AS, LA14 3BA, LA14 3BD, LA14 3BE, LA14 3BH, LA14 3AT, LA14 3AG, LA14 3LE, LA14 3LF, LA14 3LG, LA14 3JD, LA14 3JB, LA14 3JE, LA14 3AF, LA14 3AE, LA14 3JA, LA14 3QF, LA14 3QE, LA14 3QD, LA14 3PS, LA14 3PR, LA14 3PW, LA14 3PN, LA14 3QY, LA14 3PP, LA14 3PG, LA14 3PQ, LA14 3PF, LA14 3QX, LA14 3PT, LA14 3PU, LA14 3PL, LA14 3PH, LA14 3PE, LA14 3QU | CAT D | Type 2
609003 | Chatsworth | CHATSWORTH ST | 6090034CW12 | WALNEY RD SW STN | LA14 2NB, LA14 5UL, LA14 1XZ, LA14 1YA, LA14 1XY, LA14 1YQ, LA14 1UT, LA14 1XU, LA14 1UY, LA14 1UZ, LA14 1UX, LA14 1YD, LA14 1UU, LA14 1XP, LA14 1YB, LA14 1NT, LA14 5TS, LA14 1NY, LA14 5TW, LA14 5TX, LA14 5SS, LA14 5SD, LA14 1XT, LA14 5UJ, LA14 1VV, LA14 1XX, LA14 1NR, LA14 2PG, LA14 1LL, LA14 1XW, LA14 2PD, LA14 2LU, LA14 1NA, LA14 2NJ, LA14 1XA, LA14 1LQ, LA14 5QW, LA14 1XH, LA14 1NZ, LA14 2LJ, LA14 2ND, LA14 2NE, LA14 5UF, LA14 2NL, LA14 2NN, LA14 2NU, LA14 2NA, LA14 1LX, LA13 2ND, LA14 2GN | CAT D | Type 2
609003 | Chatsworth | CHATSWORTH ST | 6090034CW13 | MFI | LA14 5UG, LA14 5UH, LA14 5UN, LA14 5TW, LA14 5SB, LA14 5RX, LA14 5RZ, LA14 5RY, LA14 5UU, LA14 5TS | CAT D | Type 2
609003 | Chatsworth | CHATSWORTH ST | 6090034CW16 | FURNESS COLLEGE | LA14 3XZ, LA14 3YR, LA14 3XN, LA14 3UZ, LA14 3UE, LA14 3US, LA14 3UG, LA14 3UN, LA14 3UJ, LA14 3UU, LA14 3UW, LA14 3UT, LA14 3UR, LA14 3XE, LA14 3UP, LA14 3WB, LA14 3NT, LA14 3NU, LA14 3TP, LA14 3NY, LA14 3NX, LA14 3NZ, LA14 3TE, LA14 3TW, LA14 3TN, LA14 3NL, LA14 3LP, LA14 3LS, LA14 3LT, LA14 3LU, LA14 3NA, LA14 3NB, LA14 3LZ, LA14 3LX, LA14 3LY, LA14 3NP, LA14 3XY, LA14 3NR, LA14 3NS, LA14 2LD, LA14 3NN, LA14 3ND, LA14 3TR, LA14 3TS, LA14 3TT, LA14 3TU, LA14 3TX, LA14 3TY, LA14 3TZ, LA14 3UD, LA14 3UB, LA14 3UA, LA14 3XR, LA14 3XP, LA14 3XW, LA14 3XT, LA14 3XU, LA14 3XA, LA14 3XL, LA14 3XB, LA14 3WA, LA14 3UQ, LA14 3UY, LA14 3UX, LA14 3UH, LA14 3UF, LA14 3XD, LA14 3UL | CAT D | Type 2
609303 | Annie Pit | ANNIE PIT | 6093034CW05 | SAFEWAYS/COKE OVENS | CA14 2JD, CA14 2UZ, CA14 2XA, CA14 2HZ, CA14 2JE, CA14 2HX, CA14 2JL, CA14 4TH, CA14 2HY, CA14 2JG, CA14 2XE, CA14 2HG, CA14 2JS, CA14 3YW, CA14 3UG, CA14 2JN, CA14 2JJ, CA14 2DD | CAT D | Type 4
609303 | Annie Pit | ANNIE PIT | 6093034CW06 | EDINBURGH AVE/SCAWFELL A/CROSWAITE CT | CA14 5DX, CA14 5DR, CA14 5DP, CA14 5DW, CA14 5DN, CA14 5EH, CA14 5ER, CA14 5EQ, CA14 5EG, CA14 5EP, CA14 5EF, CA14 5ED, CA14 5EB, CA14 5EE, CA14 5LG, CA14 3RX, CA14 3RY, CA14 3QG, CA14 3QD, CA14 3QA, CA14 3QE, CA14 3QF, CA14 3QJ, CA14 3PS, CA14 3PR, CA14 3PB, CA14 3NZ, CA14 3PD, CA14 3PA, CA14 3NY, CA14 3NX, CA14 3NT, CA14 3NU, CA14 3PW, CA14 3PP, CA14 3PH, CA14 3PL, CA14 3PU, CA14 3PX, CA14 3PJ, CA14 3PT, CA14 3PZ, CA14 5DS, CA14 5DY, CA14 3HX, CA14 3SL, CA14 3SJ, CA14 3SH, CA14 3SW, CA14 3SG, CA14 3SQ, CA14 3SN, CA14 3SA | CAT D | Type 4
609303 | Annie Pit | ANNIE PIT | 6093034CW07 | BANKLANDS/LAVEROCK | CA14 4EB, CA14 4DP, CA14 4DE, CA14 4EA, CA14 1SW, CA14 4BU, CA14 3EG, CA14 3DD, CA14 3DH, CA14 3DQ, CA14 2NT, CA14 2NJ, CA14 2NH, CA14 2UE, CA14 2UG, CA14 2UF, CA14 3EF, CA14 3ED, CA14 3HD, CA14 3HE, CA14 3HB, CA14 3HA, CA14 3EZ, CA14 3EY, CA14 3EQ, CA14 3JA, CA14 3JE, CA14 3HZ, CA14 3HY, CA14 3HW, CA14 3HP, CA14 3HR, CA14 3HS, CA14 3HX, CA14 3HT, CA14 3HU, CA14 4HH, CA14 4HJ, CA14 4EP, CA14 4EW, CA14 3YN, CA14 4EN, CA14 3ER, CA14 3NF, CA14 3NE, CA14 3JQ, CA14 3ND, CA14 4ET, CA14 3JG, CA14 3JH, CA14 4ES, CA14 4ER, CA14 4DG, CA14 4BS, CA14 4BA, CA14 4BG, CA14 4BE, CA14 4BD, CA14 4BQ, CA14 4BP, CA14 4BJ, CA14 4BW, CA14 4BN, CA14 4BT, CA14 4BZ, CA14 4BH, CA14 4BL, CA14 4DB, CA14 4DD, CA14 4BX, CA14 4BY, CA14 4DL, CA14 4DN, CA14 4EH, CA14 4DR, CA14 4DQ, CA14 4AX, CA14 4AU, CA14 4DA, CA14 4DJ, CA14 4EL, CA14 4DH, CA14 4EJ, CA14 4EG, CA14 4DX, CA14 4EQ, CA14 4EF, CA14 4AZ, CA14 3PE, CA14 3JT, CA14 3NQ, CA14 3NH, CA14 3JR, CA14 3JS, CA14 3NG, CA14 3NL, CA14 3PH, CA14 3PY, CA14 3NN, CA14 3PL, CA14 3NJ, CA14 3LB, CA14 3JY, CA14 3PG, CA14 3JB, CA14 3JD, CA14 3JF, CA14 3YB, CA14 3YT, CA14 3EE, CA14 3DE, CA14 3DA, CA14 3DR, CA14 3BZ, CA14 3BY, CA14 3BU, CA14 3DP, CA14 3DW, CA14 3DL, CA14 3DF, CA14 3DN, CA14 3DT, CA14 3DJ, CA14 3BT, CA14 3FT, CA14 3DG, CA14 3BX, CA14 3BL, CA14 3EB, CA14 3EN, CA14 3EH, CA14 3EX, CA14 3EJ, CA14 3EL, CA14 3EW, CA14 3EP, CA14 3HF, CA14 3ES, CA14 3ET, CA14 3JU, CA14 3JX, CA14 3EU, CA14 3HQ, CA14 3HG, CA14 4HW, CA14 4HL, CA14 4HN, CA14 4HQ, CA14 4HR, CA14 4HP, CA14 4HE, CA14 3AN, CA14 3DS, CA14 3AY, CA14 3AX, CA14 3AR, CA14 3AP, CA14 4AY, CA14 3AH, CA14 3AW, CA14 3BS, CA14 3BN, CA14 3BQ, CA14 3BW, CA14 3BA, CA14 3DX, CA14 3BB, CA14 3DU, CA14 3DZ, CA14 3BD, CA14 3DY | CAT D | Type 4
609303 | Annie Pit | ANNIE PIT | 6093034CW09 | NEW YARD | CA14 3XH, CA14 3YA, CA14 3XZ, CA14 3YF, CA14 3ZB, CA14 3YD, CA14 3XF, CA14 3YE, CA12 2TQ, CA14 2TG, CA14 3YP, CA14 3YT, CA14 3YS, CA14 3YB, CA14 3YW, CA14 3TD, CA14 2TQ | CAT D | Type 4
609303 | Annie Pit | ANNIE PIT | 6093034CW11 | CLAY FLATTS/ADVANCE FACTORY | CA14 2XQ, CA14 2TH, CA14 2TU, CA14 2TT, CA14 2TP, CA14 2TW, CA14 2TJ, CA14 2SD, CA14 2UU, CA14 2YD, CA14 2YA, CA14 2XZ, CA14 2XS, CA14 2XT, CA14 2XP, CA14 2XW, CA14 2XL, CA14 2XH, CA14 2XX, CA14 2YF, CA14 2TR, CA14 2XY, CA14 2XU, CA14 2XJ, CA14 2XF, CA14 2UZ, CA14 2UX, CA14 2UY, CA14 2XN, CA14 2XD, CA14 2XG, CA14 2EX, CA14 2AE, CA14 2QE, CA14 2QD, CA14 2QB, CA14 2PY, CA14 2PX, CA14 2PZ, CA14 2QA, CA14 2PJ, CA14 2PH, CA14 2PQ, CA14 2PG, CA14 2PL, CA14 2PN, CA14 2PU, CA14 2SJ, CA14 2TL, CA14 2SH, CA14 2SA, CA14 2SQ, CA14 2SF, CA14 2SE, CA14 2SB, CA14 2RY, CA14 2RZ, CA14 2TX, CA14 2TY, CA14 2TQ, CA14 2TA, CA14 1SW, CA14 2EG, CA14 2AL, CA14 2RX, CA14 2RU, CA14 2DA, CA14 2BU, CA14 2BX, CA14 2BY, CA14 2EN, CA14 2AJ, CA14 2RN, CA14 2BD, CA14 2ED, CA14 2AG, CA14 3AD, CA14 2AA, CA14 2EH, CA14 3AB, CA14 2DP, CA14 2EE, CA14 2EQ, CA14 2DF, CA14 2DZ, CA14 2EB, CA14 2EA, CA14 2AZ, CA14 2AD, CA14 2BE, CA14 2BQ, CA14 2BJ, CA14 2BH, CA14 2BN, CA14 2BT, CA14 2BS, CA14 2BP, CA14 2AH, CA14 2LW, CA14 2BZ, CA14 2EP, CA14 2EY, CA14 2ET, CA14 2RS, CA14 3DX, CA14 2DN, CA14 2DS, CA14 2EJ, CA14 2HJ, CA14 2HF, CA14 2EZ, CA14 2ER, CA14 2HB, CA14 2HD, CA14 2HW, CA14 2EL, CA14 2ES, CA14 2HL, CA14 2DW, CA14 2QY, CA14 2QH, CA14 2QT, CA14 2QU, CA14 2QX, CA14 2QP, CA14 2SP, CA14 2QW, CA14 2QG, CA14 2QF, CA14 2PW, CA14 2PP, CA14 2PR, CA14 2PS, CA14 2PT, CA14 2SL, CA14 2SN, CA14 2SW, CA14 2SR, CA14 1BS, CA14 2SS, CA14 2DR, CA14 2TE, CA14 2DB | CAT D | Type 4
609303 | Annie Pit | ANNIE PIT | 6093034CW13 | ANNIE PIT LOCAL TRANS | CA14 5NG, CA14 5NQ, CA14 5NH, CA14 5ND, CA14 5NF, CA14 5NE, CA14 5NB, CA14 5NA, CA14 5HG, CA14 5HA, CA14 5HY, CA14 5HB, CA14 5HZ, CA14 5JL, CA14 5JJ, CA14 5JQ, CA14 5JH, CA14 5JB, CA14 5JD, CA14 5JA, CA14 5HS, CA14 5BH, CA14 5HE, CA14 5HD, CA14 5LZ, CA14 5AR, CA14 3SR, CA14 3ST, CA14 3SU, CA14 3SP, CA14 3SX, CA14 3RN, CA14 3RA, CA14 3RB, CA14 5AZ, CA14 5AX, CA14 5AT, CA14 5AQ, CA14 5DB, CA14 5AL, CA14 5AY, CA14 5BA, CA14 5BB, CA14 5BG, CA14 5BZ, CA14 5BY, CA14 5AS, CA14 5AE, CA14 5BQ, CA14 5AH, CA14 5DA, CA14 5BX, CA14 5BU, CA14 5BS, CA14 5BP, CA14 5BN, CA14 5BW, CA14 5BT, CA14 5BJ, CA14 5BL, CA14 5LE, CA14 5LJ, CA14 5LL, CA14 5LD, CA14 5EF, CA14 5EE, CA14 5LP, CA14 5LS, CA14 5LR, CA14 5LW, CA14 3NX, CA14 3NT, CA14 3NW, CA14 3NJ, CA14 3LB, CA14 3LA, CA14 3JZ, CA14 3LS, CA14 3LT, CA14 3LU, CA14 3LX, CA14 3LD, CA14 3LH, CA14 3LE, CA14 3LQ, CA14 3LG, CA14 3NP, CA14 3RL, CA14 3RJ, CA14 3NU, CA14 3NS, CA14 3LR, CA14 3LF, CA14 3LJ, CA14 3NR, CA14 3LL, CA14 3LN, CA14 3LP, CA14 3RT, CA14 3RP, CA14 3LW, CA14 3RH, CA14 3RQ, CA14 3SN, CA14 4TQ, CA14 5QA, CA14 5QB, CA14 5QX, CA14 5QD, CA14 5PY, CA14 5QP, CA14 5PU, CA14 5DP, CA14 5DZ, CA14 5EA, CA14 5LF, CA14 5LG, CA14 5LQ, CA14 5LH, CA14 5PT, CA14 5JZ, CA14 5LA, CA14 5LB, CA14 5PS, CA14 5PP, CA14 5QR, CA14 5PR, CA14 5PN, CA14 5NJ, CA14 5JS, CA14 5JX, CA14 5JY, CA14 5JU, CA14 5JT, CA14 5JW, CA14 5AG, CA14 5AD, CA14 5AB, CA14 5DL, CA14 5DJ, CA14 5EX, CA14 5EU, CA14 5ET, CA14 5ES, CA14 5DN, CA14 5EP, CA14 5ER, CA14 5DW, CA14 5HR, CA14 5HN, CA14 5ED, CA14 3SE, CA14 3SA, CA14 5BE, CA14 3SD, CA14 3SB, CA14 3RU, CA14 3RY, CA14 3RZ, CA14 3QG, CA14 3QQ, CA14 3QH, CA14 3QU, CA14 3RD, CA14 3RE, CA14 3RF, CA14 3RG, CA14 3QY, CA14 3QZ, CA14 5AW, CA14 3UT, CA14 3UU, CA14 3UY, CA14 3UR, CA14 3UQ, CA14 3UX, CA14 3UP, CA14 3UW, CA14 3QP, CA14 3JY, CA14 3LY, CA14 2UB, CA14 2UG, CA14 5JG, CA14 5JE, CA14 5JF, CA14 5HP, CA14 5HW, CA14 5HL, CA14 5HJ | CAT D | Type 4
609303 | Annie Pit | ANNIE PIT | 6093034CW14 | FLEET ST / HARRINGTON RD | CA14 3YH, CA14 2DU, CA14 2DT, CA14 3AB, CA14 4AS, CA14 3AG, CA14 4BA, CA14 4AZ, CA14 3AW, CA14 3BE, CA14 3AS, CA14 3AT, CA14 3AL, CA14 3BA, CA14 2AB, CA14 2AD, CA14 4AF, CA14 1DD, CA14 1DG, CA14 1DH, CA14 1DX, CA14 1DN, CA14 1DL, CA14 1DR, CA14 1DT, CA14 1DB, CA14 1DA, CA14 1DE, CA14 1JL, CA14 1JN, CA14 1DF, CA14 4AA, CA14 2DP, CA14 1JW, CA14 4HS, CA14 2ND, CA14 2BJ, CA14 2LT, CA14 3DY, CA14 2BT, CA14 2BP, CA14 2NW, CA14 2NR, CA14 2NU, CA14 2NX, CA14 2NZ, CA14 2NN, CA14 2NF, CA14 2DF, CA14 2DE, CA14 2AH, CA14 2NA, CA14 2LZ, CA14 2LR, CA14 2LY, CA14 2NQ, CA14 2NH, CA14 2NG, CA14 2NL, CA14 2UL, CA14 2QY, CA14 3UW, CA14 2QZ, CA14 3UJ, CA14 2QS, CA14 2RA, CA14 3UL, CA14 2QG, CA14 3UN, CA14 3DZ, CA14 2NB, CA14 2NY, CA14 2NS, CA14 2NP, CA14 2UF, CA14 2UW, CA14 2UP, CA14 2UG, CA14 2UQ, CA14 2UJ, CA14 2UH, CA14 2QR, CA14 2QL, CA14 2QQ, CA14 2QH, CA14 2QJ, CA14 2QN, CA14 2QT, CA14 2QP, CA14 2QF, CA14 2RE, CA14 2PB, CA14 2BG, CA14 2DS, CA14 2ED, CA14 2BB, CA14 2AY, CA14 3YW, CA14 2XE, CA14 4AG, CA14 1NG, CA14 2NE | CAT D | Type 4
609303 | Annie Pit | ANNIE PIT | 6093034CW15 | MOORBANKS RD | CA14 3XD, CA14 3XB, CA14 3XA, CA14 3UZ, CA14 3UP, CA14 3UU, CA14 3UR, CA14 3UQ, CA14 3UY, CA14 3QS, CA14 3QT, CA14 3QU, CA14 3QR, CA14 3XS, CA14 3XY, CA14 3XR, CA14 3XT, CA14 3XU, CA14 3XX, CA14 3XE, CA14 3XF, CA14 3XG, CA14 3XQ, CA14 3XP, CA14 3XJ, CA14 3XL, CA14 3XN, CA14 5BP, CA14 3XW, CA14 3YZ, CA14 3TE, CA14 3YE, CA14 3UH, CA14 3TW, CA14 3TN, CA14 3TF, CA14 3TS, CA14 3TL, CA14 3TH, CA14 5AF, CA14 5AA, CA14 3TQ, CA14 3TG, CA14 3TP, CA14 3TR, CA14 3TZ, CA14 3TY, CA14 3UA, CA14 3TA, CA14 3SS, CA14 3TT, CA14 3TX, CA14 5AL, CA14 5AQ, CA14 5DB, CA14 5AH, CA14 5AJ, CA14 5BN, CA14 5BW | CAT D | Type 4
609351 | Egremont | EGREMONT | 6093514CW04 | WEST SPUR | CA24 3JU, CA24 3JL, CA24 3LG, CA24 3LQ, CA24 3JN, CA24 3JE, CA24 3JW, CA24 3JG, CA24 3JF, CA24 3JJ, CA24 3JQ, CA24 3LP, CA24 3JB, CA24 3JD, CA24 3JA, CA24 3LH, CA24 3JH, CA24 3JP, CA24 3LJ, CA24 3JS, CA24 3HZ, CA24 3LS, CA24 3LB | CAT D | Type 2
609351 | Egremont | EGREMONT | 6093514CW06 | DRYDEN WAY GVR | CA22 2PP, CA22 2PR, CA22 2PT, CA22 2PU, CA22 2QS, CA22 2DJ, CA22 2DL, CA22 2DW, CA22 2DU, CA22 2DS, CA22 2DR, CA22 2DN, CA22 2DB, CA22 2DQ, CA22 2RP, CA22 2NU, CA22 2PH, CA22 2PJ, CA22 2QH, CA22 2QJ, CA22 2QQ, CA22 2AD, CA22 2DX, CA22 2AH, CA22 2AE, CA22 2AY, CA22 2AW, CA22 2AS, CA22 1DN, CA22 2DT, CA22 2BZ, CA22 2JP, CA22 2JR, CA22 2LN, CA22 2LW, CA22 2JJ, CA22 2JL, CA22 2JH, CA22 2JS, CA22 2LS, CA22 2LU, CA22 2LX, CA22 2NA, CA22 2LZ, CA22 2LY, CA22 2NE, CA22 2PL, CA22 2UG, CA22 2EF, CA22 2ET, CA22 2EG, CA22 2EH, CA22 2EQ, CA22 2ED, CA22 2EJ, CA22 2DA, CA22 2JN, CA22 2PN, CA22 2NL, CA22 2AF, CA22 2AG, CA22 2AQ, CA22 2AB, CA22 2BX, CA22 2DD, CA22 2BB, CA22 2BD, CA22 2JW, CA22 2BY, CA22 2DH, CA22 2FD, CA22 2FF, CA22 2WY, CA22 2QN, CA22 2PY, CA22 2PZ, CA22 2QR, CA22 2QT, CA22 2QW, CA22 2QP, CA22 2QF, CA22 2QG, CA22 2QD, CA22 2QE, CA22 2QA, CA22 2QB, CA22 2PX, CA22 2QL, CA22 2QU, CA22 2EE, CA22 2EB, CA22 2EA, CA22 2DY, CA22 2DZ, CA22 2ER, CA22 2EN, CA22 2FB, CA22 2EW, CA22 2TB, CA22 2TX, CA22 2TA, CA22 2BW, CA22 2BE, CA22 2BN, CA22 2BP, CA22 2BS, CA22 2LR, CA22 2BU, CA22 2BT, CA22 2BJ, CA22 2BH, CA22 2BL, CA22 2BG, CA22 2BQ, CA22 2ES, CA22 2PG, CA22 2SZ, CA22 2TD, CA22 2AP, CA22 2AT, CA22 2AU, CA22 2AX, CA22 2AZ, CA22 2BA, CA22 2RW, CA22 2NS, CA22 2UB, CA22 2TE, CA22 2EZ, CA22 2HA, CA22 2HD, CA22 2HB, CA22 2EY, CA22 2HE, CA22 2EU, CA22 2EX, CA22 2WA, CA22 2PF, CA22 2HQ, CA22 2HF, CA22 2HH, CA22 2HJ, CA22 2HG, CA22 2NG, CA22 2HL, CA22 2DF, CA22 2EP, CA22 2PW, CA22 2RH, CA22 2RG, CA22 2RL, CA22 2RN, CA22 2RD, CA22 2RQ, CA22 2RE, CA22 2RF, CA22 2NN, CA22 2NW, CA22 2SY, CA22 2QX, CA22 2QZ, CA22 2QY | CAT D | Type 2
609351 | Egremont | EGREMONT | 6093514CW08 | KILN BROW/ROW FM GVR | CA23 3AL, CA26 3YA, CA26 3YD, CA23 3AJ, CA23 3AR, CA23 3BA, CA23 3BE, CA23 3AZ, CA23 3AP, CA22 2NR, CA23 3AS, CA23 3AE, CA23 3AU, CA23 3EA, CA23 3ED, CA23 3DY, CA23 3DZ, CA23 3AN, CA22 2NP, CA23 3DT, CA23 3DR, CA23 3DH, CA23 3DN, CA23 3BS, CA25 3BS, CA23 3DF, CA25 3DF, CA23 3BP, CA23 3DG, CA23 3DQ, CA23 3BU, CA23 3BW, CA23 3BY, CA23 3DE, CA23 3BT, CA23 3DP, CA23 3BZ, CA23 3BQ, CA22 2EL, CA23 3EY, CA23 3YB, CA23 3EX, CA25 5LP, CA25 5DX, CA25 5EA, CA25 5EB, CA25 5ED, CA25 5EE, CA25 5EF, CA25 5EH, CA25 5LN, CA25 5LS, CA25 5EW, CA25 5DH, CA25 5ER, CA25 5ES, CA25 5ET, CA25 5EU, CA25 5EX, CA25 5EY, CA25 5EZ, CA25 5EP, CA25 3EB, CA23 3EJ, CA23 3EG, CA25 3EH, CA23 3EN, CA23 3EQ, CA25 5LR, CA23 3EL, CA23 3EU, CA23 3EP, CA23 3AF, CA23 3ES, CA23 3ER, CA23 3AG, CA23 3ET, CA23 3AH, CA23 3AQ, CA23 3AT, CA23 3AD, CA23 3EH, CA23 3EF, CA23 3EE, CA23 3EZ, CA25 3EZ, CA23 3AB, CA23 3DL, CA23 3DS, CA23 3DX, CA23 3DU | CAT D | Type 2
609351 | Egremont | EGREMONT | 6093514CW10 | CROFTLANDS/KIRKLAND VIEW | CA22 2HS, CA22 2HT, CA22 2JA, CA22 2HZ, CA22 2HY, CA22 2HX, CA22 2HU, CA22 2TX, CA27 0AJ, CA28 9UR, CA28 9UT, CA27 0AS, CA22 2TH, CA22 2UX, CA22 2TQ, CA22 2TZ, CA27 0BH, CA27 0AP, CA27 0AA, CA27 0EJ, CA27 0ED, CA22 2NF, CA28 9UE, CA22 2TY, CA27 0DE, CA27 0DG, CA27 0BN, CA27 0BW, CA27 0BP, CA27 0BS, CA27 0BJ, CA27 0BL, CA27 0AB, CA27 0DN, CA28 9UX, CA22 2JX, CA22 2JY, CA22 2JZ, CA22 2LA, CA22 2LB, CA22 2LD, CA22 2LE, CA22 2LQ, CA22 2LG, CA22 2LF, CA22 2LH, CA22 2LJ, CA22 2UA, CA27 0AD, CA27 0AN, CA27 0AL, CA27 0AY, CA27 0BB, CA27 0BD, CA27 0BE, CA27 0AR, CA27 0AQ, CA27 0AE, CA28 9UG, CA28 9UF, CA28 9UH, CA28 9UP, CA28 9UW, CA27 0EG, CA22 2TL, CA22 2UU, CA22 2UY, CA22 2UZ, CA22 2TJ, CA22 2TN, CA22 2TG, CA22 2TF, CA22 2RA, CA22 2SX, CA27 0ES, CA27 0ET, CA27 0EL, CA27 0EN, CA27 0EW, CA27 0EP, CA27 0EU, CA27 0ER, CA27 0EY, CA27 0EZ, CA27 0HA, CA27 0HD, CA27 0HB, CA27 0OX, CA22 2UB, CA28 9UU, CA27 0AF, CA27 0DS, CA27 0DR, CA27 0DP, CA27 0DY, CA27 0EF, CA27 0EE, CA27 0EQ, CA22 2NG, CA22 2NQ, CA22 2HW, CA22 2HP, CA22 2NJ, CA22 2JB, CA22 2JD, CA22 2JE, CA27 0BX, CA27 0BY, CA27 0BZ, CA27 0BV, CA22 2JT, CA22 2JU, CA28 9UY, CA28 9UQ, CA28 9UL | CAT D | Type 2
609351 | Egremont | EGREMONT | 6093514CW12 | BRITISH CELANESE/EARL ST | CA26 3RB, CA26 3TE, CA26 3TA, CA26 3TB, CA26 3QU, CA26 3PB, CA26 3PE, CA26 3PG, CA26 3PQ, CA26 3PH, CA26 3PL, CA26 3PJ, CA26 3PF, CA26 3PX, CA26 3PU, CA26 3PP, CA26 3PT, CA26 3PR, CA26 3PS, CA26 3PY, CA26 3PZ, CA26 3QA, CA26 3QJ, CA26 3QW, CA26 3PW, CA26 3QN, CA26 3QR, CA26 3QL, CA26 3QH, CA26 3QD, CA26 3QQ, CA26 3QF, CA26 3QE, CA26 3PA, CA26 3SB, CA26 3QY, CA26 3PN, CA26 3RG, CA26 3SU, CA26 3SS, CA26 3TD, CA26 3TH, CA16 3TB, CA6 3TB, CA25 5JF, CA25 5JE, CA26 3RA, CA25 5HE, CA25 5HD, CA25 5HF, CA25 5HQ, CA25 5HJ, CA26 3TG, CA26 3RE, CA26 3QZ, CA26 3QX, CA23 3QU, CA26 3SN, CA26 3SQ, CA26 3SJ, CA26 3SH, CA26 3SA, CA26 3RZ, CA26 3SD, CA26 3SE, CA26 3SG, CA26 3SF, CA26 3SP, CA26 3RD, CA26 3ST, CA26 3SR, CA26 3QG, CA25 5EH, CA25 5EQ, CA25 5DP, CA25 5EJ, CA25 5LN, CA25 5DJ, CA25 5DL, CA25 5DN, CA25 5NE, CA25 5LW, CA25 5LG, CA25 5LD, CA25 5QB, CA25 5PX, CA26 3TF, CA26 3SZ, CA25 5HR, CA25 5LU, CA25 5PS, CA25 5PP, CA25 5PR, CA25 5NU, CA25 5PG, CA25 5PB, CA25 5PD, CA25 5PE, CA25 5PF, CA25 5NZ, CA25 5PN, CA25 5PL, CA25 5PW, CA25 5PJ, CA25 5PQ, CA25 5PH, CA25 5NY, CA25 5NX, CA25 5LE, CA25 5LJ, CA25 5DS, CA25 5DT, CA25 5DR, CA25 5DU, CA25 5DX, CA25 5EL, CA25 5EB, CA25 5EA, CA25 5DW, CA25 5DH, CA25 5DY, CA25 5DQ, CA23 3DW, CA23 3DA, CA23 3DB, CA23 3DE, CA23 3BX, CA23 3DD, CA25 5AH, CA25 5AP, CA25 5AR, CA25 5BD, CA25 5BG, CA25 5BH, CA25 5AL, CA25 5AJ, CA25 5AN, CA25 5LB, CA25 5LA, CA25 5AS, CA25 5PA, CA25 5NF, CA25 5NL, CA25 5NN, CA25 5NJ, CA25 5PT, CA25 5AU, CA25 5AX, CA25 5BB, CA25 5BE, CA25 5LH, CA25 5NB, CA25 5LL, CA25 5LX, CA25 5LY, CA25 5LZ, CA25 5NA, CA25 5ND, CA25 5LQ, CA25 5RH, CA25 5ST, CA25 5HH, CA25 5BA, CA25 5NR, CA25 5NS, CA25 5NT, CA25 5AZ, CA25 5AY, CA25 5NW, CA25 5NP, CA25 5HU, CA25 5HT, CA25 5HP, CA25 5HS, CA25 5HX, CA25 5JB, CA25 5HW, CA25 5HY, CA25 5HL, CA25 5HZ, CA25 5JA, CA25 5AF, CA25 5AQ, CA25 5AA, CA25 5BQ, CA25 5BJ, CA25 5BN, CA25 5BW, CA25 5BL, CA25 5AB, CA25 5BS, CA25 5AW, CA25 5LF, CA23 3AA, CA26 3SL, CA26 3RU, CA26 3RW, CA26 3AL | CAT D | Type 2
609351 | Egremont | EGREMONT | 6093514CW13 | HIGH LODGE/KIRKLAND VIEW | CA25 5QP, CA25 5SA, CA25 5RZ, CA25 5RU, CA25 5RX, CA25 5SQ, CA25 5SG, CA25 5RY, CA25 5SF, CA25 5SE, CA25 5SD, CA25 5SB, CA25 5SH, CA25 5SJ, CA25 5SL, CA25 5SN, CA25 5RS, CA25 5SW, CA25 5SP, CA25 5RT, CA25 5SR, CA25 5SS, CA25 5QW, CA25 5QR, CA25 5QA, CA25 5BX, CA25 5DD, CA25 5BT, CA25 5BY, CA25 5QQ, CA25 5AG, CA25 5QB, CA28 8XY, CA25 5QX, CA24 3LE, CA24 3LF, CA28 8XZ, CA25 5RB, CA25 5RA, CA25 5RD, CA25 5RE, CA25 5RG, CA25 5RQ, CA25 5QU, CA25 5QY, CA25 5PZ, CA28 8YH, CA28 8YL, CA28 8YN, CA25 5QH, CA25 5PY, CA25 5QG, CA25 5QF, CA25 5QD, CA25 5QN, CA25 5QL, CA25 5QJ, CA25 5JU, CA25 5JT, CA25 5JS, CA25 5JJ, CA25 5JN, CA25 5JX, CA25 5JW, CA25 5RL, CA25 5GZ, CA25 5QS, CA25 5BU, CA28 8XX, CA28 3XB, CA25 5JQ, CA25 5JH, CA25 5JY, CA25 5JL, CA25 5JP, CA25 5JR, CA25 5JG, CA25 5HA, CA25 5HN, CA25 5NG, CA25 5HB, CA25 5JZ, CA25 5NH, CA25 5RJ, CA28 8JQ, CA25 5DB, CA22 2TU, CA22 2UT, CA22 2TT, CA22 2TS, CA22 2TR, CA22 2TP, CA22 2UU, CA22 2TN, CA22 2TW, CA22 2XA, CA22 2WB, CA22 2TL, CA22 2TJ, CA25 5QT, CA25 5RN | CAT D | Type 2
609660 | Kirkby Stephen | KIRKBY STEPHEN | 6096604CW06 | ENTERBER ABS/WINTON/HARTLEY | CA17 4EU, CA17 4DW, CA17 4DP, CA16 6EJ, CA16 6PE, CA16 6PT, CA17 4DR, CA17 4DS, CA17 4EJ, CA17 4EG, CA17 4EF, CA17 4DE, CA17 4DQ, CA17 4DZ, CA17 4EE, CA16 6NR, CA16 6PR, CA17 4DD, CA17 4DF, CA16 6LN, CA17 4ER, CA17 4BH, CA17 4AY, CA17 4AX, CA17 4BG, CA17 4BJ, CA17 4BQ, CA16 6PU, CA17 4PG, CA16 6NX, CA17 4HB, CA17 4PX, CA17 4PQ, CA17 4HH, CA17 4PJ, CA17 4DX, CA17 4BL, CA17 4BN, CA17 4BW, CA17 4AS, CA17 4AT, CA17 4BP, CA17 4DU, CA17 4BX, CA17 4BU, CA17 4BZ, CA17 4DA, CA17 4BT, CA17 4BY, CA17 4AZ, CA17 4BE, CA17 4EW, CA17 4EN, CA17 4EH, CA17 4EY, CA16 6PA, CA16 6PD, CA16 6PB, CA16 6OX, CA17 4PD, CA17 4PE, CA17 4AP, CA17 4HW, CA17 4JH, CA17 4HU, CA17 4HX, CA17 4HY, CA17 4HZ, CA17 4JD, CA17 4ES, CA17 4DJ, CA17 4DH, CA17 4ET, CA17 4EX, CA17 4DY, CA17 4EA, CA17 4ED, CA17 4DG, CA16 6PS, CA16 6NU, CA16 6NS, CA16 6NP, CA16 6LP, CA16 6LS, CA17 4HL, CA17 4NT, CA17 4PL, CA17 4JB, CA16 6PL, CA16 6PN, CA16 6NL, CA16 6PW, CA17 4HP, CA17 4HS, CA17 4HR, CA17 4HN, CA17 4BA, CA17 4BB, CA17 4BD, CA17 4AR, CA17 4NQ, CA16 6PF, CA16 6PG, CA16 6PP, CA16 6PJ, CA16 6PH, CA16 6QF | CAT D | Type 2
609660 | Kirkby Stephen | KIRKBY STEPHEN | 6096604CW07 | WHARTON HALL SW STN | CA17 4JX, CA17 4HE, CA17 4JN, CA17 4SY, CA17 4SS, CA17 4RY, CA17 4LD, CA17 4LF, CA17 4LE, CA17 4LG, CA17 4HG, CA17 4HF, CA17 4HQ, CA17 4TA, CA17 4JP, CA17 4LQ, CA17 4JT, CA17 4JU, CA17 4JY, CA17 4JR, CA17 4JF, CA17 4LA, CA17 4JW, CA17 4ST, CA17 4SX, CA17 4SU, CA17 4SR, CA17 4SP, CA17 4SZ, CA16 4LA, CA17 4SN, CA17 4SF, CA17 4TQ, CA17 4TG, CA17 4TD, CA17 4TF, CA17 4TE, CA17 4TB, CA17 4SW, CA17 4QQ, CA17 4QA, CA17 4SG, CA17 4SQ, CA17 4SH, CA17 4SJ, CA17 4SE, CA17 4SL, CA17 4QL, CA17 4TL, CA17 4QZ, CA17 4QT, CA17 4QN, CA17 4QW, CA17 4QJ, CA17 4QH, CA17 4QP, CA17 4QD, CA17 4QU, CA17 4AD, CA17 4AE, CA17 4AJ, CA17 4AF, CA17 4AH, CA17 4AL, CA17 4QE, CA17 4HJ | CAT D | Type 2
609660 | Kirkby Stephen | KIRKBY STEPHEN | 6096604CW09 | GLITSCH UK | CA17 4JH, CA17 4JJ, CA17 4HD, CA17 4HA, CA17 4RN, CA17 4QS, CA17 4RH, CA17 4HT, CA17 4RL, CA17 4RF, CA17 4RP, CA17 4RT, CA17 4RZ, CA17 4RX, CA17 4RD, CA17 4RG, CA17 4QG, CA17 4RE, CA17 4RA, CA17 4RJ, CA17 4RB, CA17 4QL, CA17 4QH, CA17 4QT, CA17 4QW, CA20 9QZ, CA17 4QN, CA17 4RQ, CA17 4LH, CA17 4AU, CA17 4RU, CA17 4QX, CA17 4QU, CA17 4AB, CA17 4QR, CA17 4SA, CA17 4QE, CA17 4QF, CA17 4AG, CA17 4JN, CA17 4AA, CA17 4RR | CAT D | Type 2
609660 | Kirkby Stephen | KIRKBY STEPHEN | 6096604CW10 | CROSBY GARRETT RD ABS | CA16 6EA, CA16 6EB, CA16 6TA, CA16 6AF, CA16 6EG, CA16 6EE, CA16 6EF, CA16 6ES, CA16 6EP, CA16 6ET, CA16 6HD, CA16 6EY, CA16 6DB, CA16 6EX, CA16 6HF, CA16 6TD, CA17 4PR, CA17 4PW, CA16 6LH, CA16 6EW, CA16 6HE, CA16 6LL, CA16 6EJ, CA17 4PP, CA16 6HR, CA16 6HP, CA16 6EU, CA16 6EN, CA16 6EZ, CA16 6HA, CA16 6OX, CA16 6GZ, CA16 6TE, CA16 6EQ, CA16 6TF, CA16 6TG, CA16 6TH, CA10 3SJ, CA16 6QE, CA17 4ND, CA16 6QD, CA16 6PY, CA17 4PT, CA16 6QB, CA16 6PX, CA17 4PL, CA17 4HQ, CA17 4HG, CA17 4PJ, CA17 4PH, CA12 4RX, CA17 4HH, CA16 6HB, CA16 6HG, CA16 6PZ, CA16 6QA, CA16 6DT, CA16 6SZ, CA16 6EH | CAT D | Type 2
609907 | Westgate | WESTGATE | 6099073CF32 | WOODLANDS DR (B) | LA3 2AZ, LA3 2BW, LA3 2BA, LA3 1PY, LA3 1PS, LA3 1PT, LA3 1PX, LA3 1PP, LA3 2AY, LA3 2AX, LA3 1PR, LA3 2AU, LA3 2AS, LA3 2AR, LA3 1PU, LA3 1LS, LA3 1LR, LA3 1LT, LA3 1LU, LA3 1HE, LA3 2EX, LA3 2DR, LA3 2DT, LA3 2DU, LA3 2DX, LA3 2DY, LA3 2EB, LA3 2EA, LA3 2EQ, LA3 2AG, LA3 2ED, LA3 2EE, LA3 2EF, LA3 2EG, LA3 2EP, LA3 2EW, LA3 2EN, LA3 2EU, LA3 2ES, LA3 2EJ, LA3 2ER, LA3 2ET, LA3 2EH, LA3 1LY, LA3 1LX, LA3 2AE, LA3 2AD, LA3 1NA, LA3 1NJ, LA3 1NB, LA3 2AA, LA3 2AB, LA3 3EF, LA3 3EG, LA3 2BP, LA3 2BB, LA3 2BE, LA3 2BD, LA3 2AT, LA3 2BG | CAT D | Type 1
609907 | Westgate | WESTGATE | 6099073CF33 | FANNY HOUSE SW STN FDR A | LA3 2JL, LA3 2LN, LA3 2JX, LA3 2LW, LA3 2JU, LA3 2JZ, LA3 2JQ, LA3 2BN, LA3 2BL, LA3 2BT, LA3 2BS, LA3 2JJ, LA3 2JS, LA3 2JP, LA3 2JR, LA3 2BJ, LA3 2JH, LA3 2BU, LA3 2BX, LA3 2DE, LA3 2DF, LA3 2DG, LA3 2EH, LA3 2EL, LA3 2EG, LA3 2HF, LA3 2FN, LA3 2QA, LA3 2SU, LA3 2TL, LA3 2TR, LA3 2TS, LA3 2TW, LA3 2TN, LA3 2TP, LA3 2TT, LA3 2TE, LA3 2UD, LA3 2UB, LA3 2QB, LA3 2UA, LA3 2UQ, LA3 2RA, LA3 2YF, LA3 2YD, LA3 2YE, LA3 2QX, LA3 2QL, LA3 2QW, LA3 2QN, LA3 2QP, LA3 2QR, LA3 2QU, LA3 2QS, LA3 2QT, LA3 2QH, LA3 2TQ, LA3 2QD, LA3 2RB, LA3 2QY, LA3 2LA, LA3 2QE, LA3 2QJ, LA3 2RY, LA3 2QG, LA3 2PY, LA3 2PZ, LA3 2RZ, LA3 2SG, LA3 2SQ, LA3 2SR, LA3 2SP, LA3 2SH, LA3 2SS, LA3 2LS, LA3 2LU, LA3 2LT, LA3 2LR, LA3 2LX, LA3 2LL, LA3 2QF, LA3 2RU, LA3 2QQ, LA3 2LB, LA3 2LG, LA3 2SY, LA3 2ST, LA3 2TJ, LA3 2TF, LA3 2TD, LA3 2SX, LA3 2TA, LA3 2SZ, LA3 2TB, LA3 2UR, LA3 2SD, LA3 3JH, LA3 3JJ, LA3 2RT, LA3 2RG, LA3 2RD, LA3 2UF, LA3 2UE, LA3 2UG, LA3 2LP, LA3 2JT, LA3 2BQ | CAT D | Type 1
609907 | Westgate | WESTGATE | 6099073CF34 | CHRISTIE WAY/WHITE LUND A/B | LA4 5TN, LA4 5UN, LA4 5UW, LA4 5UP, LA4 5UR, LA4 5UJ, LA4 5UL, LA4 5UG, LA4 5UQ, LA4 5UH, LA4 5UE, LA4 5TX, LA4 5UD, LA4 5TY, LA4 5UA, LA4 5TT, LA4 5UU, LA4 5UF, LA4 5UT, LA4 5UB, LA3 3PA, LA3 3PD, LA3 3BB, LA3 3AZ, LA3 3AY, LA3 3BN, LA3 3BJ, LA3 3BE, LA3 3PS, LA3 3PU, LA3 3DY, LA3 3PB, LA3 3PF, LA3 3PT, LA3 3PE | CAT D | Type 1
609907 | Westgate | WESTGATE | 6099073CF35 | GASHOLDER | LA3 3EU, LA3 3ET, LA3 3DE, LA4 4TL, LA4 4XD, LA4 4XA, LA4 4UA, LA4 4XB, LA4 4TZ, LA4 4TY, LA4 4TN, LA4 4TW, LA3 3NR, LA3 3NP, LA3 3DD, LA4 4XF, LA3 3DG, LA3 3DL, LA3 3NX, LA3 3NZ, LA3 3NY, LA3 3OX, LA4 4TB, LA3 3EX, LA3 3EZ, LA3 3HA, LA3 3DF, LA4 4TQ, LA4 4TH, LA4 4UF, LA4 4TU, LA4 4QF, LA3 3EY, LA4 4RE, LA4 4RQ, LA4 4RG, LA4 4RH, LA4 4RN, LA4 4RJ, LA4 4SE, LA4 4RW, LA4 4SW, LA4 4RL, LA4 4SJ, LA4 4SN, LA4 4SH, LA4 4SQ, LA4 4SG, LA4 4SB, LA4 4SD, LA4 4SL, LA4 4UQ, LA4 4RU, LA4 4UW, LA4 4TJ, LA4 4UY, LA4 4XE, LA4 4TS, LA4 4TF, LA4 4TE, LA4 4TD, LA4 4TT, LA4 4UE, LA4 4TX, LA4 4UH, LA4 4UJ, LA4 4UN, LA4 4TP, LA4 4UB, LA4 4UD, LA4 4UU, LA4 4UT, LA4 4TR, LA4 4UL, LA4 4RR, LA4 4RS, LA4 4RT, LA3 3HD, LA3 3HB, LA3 3JS, LA3 3ES, LA3 3DW, LA3 3DP, LA3 3QN, LA3 3QW, LA3 3DN, LA3 3QL, LA3 3QJ, LA3 3QQ, LA3 3QG, LA3 3QF, LA3 3QE, LA3 3QD, LA3 3QB, LA3 3QA, LA3 3DR, LA3 3EQ, LA3 3NF, LA3 3EH, LA3 3DU, LA3 3EA, LA3 3ED, LA3 3LT, LA3 3LY, LA3 3LU, LA3 3LS, LA3 3LP, LA3 3LZ, LA3 3LR, LA3 3LW, LA3 3NA, LA3 3ND, LA3 3SP, LA3 3DX, LA3 3EN, LA3 3FB, LA3 3EJ, LA3 3EE, LA3 3RE, LA3 3RS, LA3 3RP, LA3 3RF, LA3 3RQ, LA3 3RT, LA3 3RN, LA3 3RB, LA3 3RG, LA3 3RR, LA3 3RH, LA3 3RL, LA3 3RU, LA3 3RD, LA3 3EL, LA3 3ER, LA3 3EF | CAT D | Type 1
609907 | Westgate | WESTGATE | 6099073CF36 | ALBERT RD | LA3 1QE, LA3 1QF, LA4 4BU, LA4 4EU, LA3 1BZ, LA3 1BY, LA3 1BU, LA3 1TG, LA3 1BL, LA3 1SQ, LA3 1SH, LA3 1SJ, LA3 1RQ, LA3 1RH, LA3 1RB, LA3 1RG, LA3 1QT, LA3 1QS, LA3 1SF, LA3 1AN, LA3 1QX, LA3 1QG, LA3 1QP, LA3 1RE, LA3 1DA, LA3 1BS, LA3 1XB, LA3 1DN, LA3 1DG, LA3 1DX, LA3 1DQ, LA3 1DH, LA3 1DZ, LA3 1DW, LA3 1DB, LA3 1UP, LA3 1SP, LA3 1UR, LA3 1TU, LA3 1TX, LA3 1UB, LA3 1UD, LA3 1TP, LA3 1TR, LA3 1UG, LA3 1UH, LA3 1ED, LA3 1EB, LA3 1EE, LA3 1HG, LA3 1UX, LA3 1FN, LA3 1FP, LA3 1FL, LA3 1FS, LA3 1FT, LA3 1FR, LA4 4JR, LA4 4JS, LA4 4QY, LA4 4QW, LA4 4QP, LA4 4LJ, LA4 4QU, LA4 4QT, LA3 1AE, LA4 4JQ, LA4 4HZ, LA3 1AF, LA3 1QQ, LA3 1AT, LA3 1BH, LA3 1BJ, LA4 4JH, LA3 1SG, LA3 1QZ, LA3 1QY, LA3 1AD, LA4 3NF, LA3 1QN, LA3 1TE, LA3 1TF, LA4 4JE, LA4 4JA, LA4 4HT, LA4 4HX, LA4 4HY, LA3 1TJ, LA3 1TS, LA3 1TW, LA3 1TL, LA3 1RU, LA3 1RX, LA3 1RY, LA3 1RW, LA3 1SA, LA3 1RR, LA3 1RP, LA3 1RN, LA3 1TQ, LA3 1TH, LA3 1SD, LA3 1RS, LA3 1RT, LA3 1SS, LA3 1SL, LA3 1SB, LA3 1QR, LA3 1HQ, LA3 1TT, LA3 1TY, LA3 1TZ, LA3 1UA, LA3 1RZ, LA3 1TB | CAT D | Type 1
609907 | Westgate | WESTGATE | 6099073CF40 | DEVONSHIRE RD | LA3 1DW, LA3 1DJ, LA3 1DP, LA3 1DS, LA3 1EX, LA3 1EZ, LA3 1DF, LA3 1HA, LA3 1HB, LA3 1HD, LA3 1ER, LA3 1ES, LA3 1HF, LA3 1DH, LA3 1NL, LA3 1DR, LA3 1NS, LA3 1DT, LA3 1DU, LA3 1NR, LA3 1NN, LA3 1PF, LA3 1DE, LA3 1HE, LA3 4DE, LA3 1SS, LA3 1BL, LA3 1AN, LA3 1AW, LA3 1AP, LA3 1QQ, LA3 1AG, LA3 1AQ, LA3 1AX, LA3 1AY, LA3 1BB, LA3 1BA, LA3 1AU, LA3 1AT, LA3 1AS, LA3 1AJ, LA3 1AL, LA3 1AH, LA3 1AB, LA3 1AA, LA3 1BF, LA3 1UR, LA3 1UT, LA3 1UE, LA3 1UW, LA3 1UL, LA3 1EW, LA3 1EP, LA3 1UN, LA3 1HN, LA3 1LH, LA3 1HP, LA3 1JU, LA3 1HW, LA3 1JH, LA3 1JQ, LA3 1JG, LA3 1JF, LA3 1HL, LA3 1HX, LA3 1JD, LA3 1JE, LA3 1ET, LA3 1EU, LA3 1EF, LA3 1EG, LA3 1FD, LA3 1EQ, LA3 1EL, LA3 1EJ, LA3 1EN, LA3 1ED, LA3 1JB, LA3 1NW, LA3 1NT, LA3 1NU, LA3 1NQ, LA3 1NY, LA3 1NX, LA3 1NZ, LA3 1PA, LA3 1PD, LA3 1PZ, LA3 1PB, LA3 1PY, LA3 1NP, LA3 1PE, LA3 1LP, LA3 1LR, LA3 1PJ, LA3 1PG, LA3 1PH, LA3 1PQ, LA3 1LN, LA3 1LW, LA3 2AN, LA3 2AJ, LA3 2AL, LA3 2AZ, LA3 2BW, LA3 2DL, LA3 1GW | CAT D | Type 1
609907 | Westgate | WESTGATE | 6099073CF43 | WESTGATE T1 | LA3 1AR, LA3 1AQ, LA3 1AZ, LA3 1AB, LA3 1SZ, LA3 1BD, LA3 1BE, LA3 1BG, LA3 1BQ, LA4 4QR, LA4 4LX, LA4 4LG, LA4 4LY, LA4 4LZ, LA4 4PF, LA4 4PJ, LA4 4QS, LA4 4QX, LA3 3DF | CAT D | Type 1
609907 | Westgate | WESTGATE | 6099073CF45 | LIMES AVE | LA3 2BJ, LA3 2NZ, LA3 2PE, LA3 2BW, LA3 2DJ, LA3 2DL, LA3 2DH, LA3 2PA, LA3 2PB, LA3 2PD, LA3 2DR, LA3 2DS, LA3 2BP, LA3 2DY, LA3 2NW, LA3 2NY, LA3 2NX, LA3 2NU, LA3 2PF, LA3 2JH, LA3 2NR, LA3 2NP, LA3 2NQ, LA3 2BL, LA3 2JN, LA3 2JW, LA3 2BU, LA3 2DQ, LA3 2DN, LA3 2DF, LA3 1GJ, LA3 1JE, LA3 1JB, LA3 1LS, LA3 1LR, LA3 1LP, LA3 1LZ, LA3 1NG, LA3 1JS, LA3 1JP, LA3 1EZ, LA3 1LN, LA3 1EY, LA3 1NH, LA3 1HA, LA3 1HD, LA3 1JR, LA3 1JT, LA3 2PH, LA3 2PQ, LA3 2PN, LA3 2PW, LA3 2PL, LA3 2PJ, LA3 2RW, LA3 2PG, LA3 2PU, LA3 2PP, LA3 2PR, LA3 2RN, LA3 2PS, LA3 2RP, LA3 2RL, LA3 2RJ, LA3 2RH, LA3 2RE, LA3 2RF, LA3 2RG, LA3 2RQ, LA3 2NS, LA3 2NT, LA3 2RY, LA3 2RX, LA3 1JJ, LA3 1JN, LA3 1JW, LA3 1JL, LA3 1NA, LA3 1ND, LA3 1NF, LA3 1NE, LA3 1HS, LA3 1SR, LA3 1SW, LA3 1RR, LA3 1ST, LA3 1AT, LA3 1HH, LA3 1HJ, LA3 1SS, LA3 1BH, LA3 1SN, LA3 1SL, LA3 1AW, LA3 1AD, LA3 1AU, LA3 1SU, LA3 1SY, LA3 1SX, LA3 1UT, LA3 1UW, LA3 1UE, LA3 1UD, LA3 1UB, LA3 1UQ, LA3 1HN, LA3 1JF, LA3 1HL, LA3 1HX, LA3 1HZ, LA3 1HY, LA3 1JD, LA3 1JA, LA3 1HR, LA3 1HU, LA3 1HT, LA3 1AB, LA3 1SQ | CAT D | Type 1
609907 | Westgate | WESTGATE | 6099073CF46 | REGENT LEISURE PK | LA3 3FB, LA3 3EN, LA3 3DT, LA3 3EA, LA3 3DU, LA3 3ED, LA3 3NL, LA3 3NJ, LA3 3LT, LA3 3NQ, LA3 3LY, LA3 3NH, LA3 3NG, LA3 3DX, LA3 3BT, LA3 3BS, LA3 3PG, LA3 3PE, LA3 3DF, LA3 3PB, LA3 3FE, LA3 1VV, LA3 3NE, LA3 3NS, LA3 3NN, LA3 3NF, LA3 3EH | CAT D | Type 1
609907 | Westgate | WESTGATE | 6099073CF47 | HEYSHAM RADIO STN/FANNY HOUSE SW STN | LA3 3EP, LA3 3HU, LA3 3RA, LA3 3DQ, LA3 3JL, LA3 2SB, LA3 2TU, LA3 2SF, LA3 2SA, LA3 2TX, LA3 2TY, LA3 2SL, LA3 2SN, LA3 3SL, LA3 2SW, LA3 2TH, LA3 2TG, LA3 2SJ, LA3 2WH, LA3 2WJ, LA3 2WL, LA3 2WN, LA3 2WF, LA3 2WE, LA3 2WG, LA3 2WD, LA3 2SE, LA3 3JJ, LA3 3NT, LA3 3JS, LA3 3JT, LA3 2LB, LA3 3QP, LA3 3HB, LA3 3JU, LA3 3LG, LA3 3PN, LA3 3LA, LA3 3JY, LA3 3JZ, LA3 3LD, LA3 3LE, LA3 3LF, LA3 3JX, LA3 3PW, LA3 3HW, LA3 3HR, LA3 3HS, LA3 3HT, LA3 3HG, LA3 3HD, LA3 3HF, LA3 3EB, LA3 2RN, LA3 3HN, LA3 3HQ, LA3 3HL, LA3 3HH, LA3 3HJ, LA3 3HE, LA3 3HX, LA3 3JA, LA3 3JP, LA3 3HP, LA3 3JF, LA3 3LL, LA3 3JN, LA3 3JB, LA3 3JD, LA3 3HZ, LA3 3HY, LA3 3JE, LA3 3JG, LA3 3LQ, LA3 3JQ, LA3 3LB, LA3 3LH | CAT D | Type 1
609910 | Burrow Beck | BURROW BECK | 6099104CW15 | DE VITRE COTTS | LA1 5AJ, LA1 5AH, LA1 5OX, LA1 5LA, LA1 5LB, LA1 5FB, LA1 5LD, LA1 3QX, LA1 5FR, LA1 5RF, LA1 5FW, LA1 5FX, LA1 5FP, LA1 5FQ, LA1 5FS | CAT D | Type 2
609910 | Burrow Beck | BURROW BECK | 6099104CW16 | TARNWATER/BT CELL 012542 | LA2 0AH, LA2 0PQ, LA2 0AJ, LA2 0AT, LA2 0AN, LA2 0BG, LA2 0BD, LA2 0DW, LA2 0DB, LA2 0DP, LA2 0AW, LA2 0BX, LA2 0BT, LA2 0BY, LA2 0DH, LA2 0DQ, LA2 0DF, LA2 0DG, LA2 0DE, LA2 0BZ, LA2 0BQ, LA2 0ND, LA2 0NB, LA2 0NW, LA2 0NT, LA2 0NU, LA2 0PD, LA2 0NZ, LA2 0NX, LA2 0NR, LA2 0NA, LA2 0LY, LA2 0LZ, LA2 0PB, LA2 0AX, LA2 0AU, LA2 0AY, LA2 0AR, LA2 0AZ, LA2 0HZ, LA1 1PE, LA2 0DY, LA2 0DS, LA2 0BA, LA2 0DR, LA2 0DT, LA2 0DX, LA2 0DZ, LA2 0NS, LA2 0LP, LA2 0LU, LA2 0LS, LA2 0LR, LA2 0LX, LA2 0NF, LA2 0NN, LA2 0NY, LA2 0NL, LA2 0PA, LA2 0NQ, LA2 0NJ, LA2 0NH, LA2 0NG, LA2 0NP, LA2 0DU, LA2 0EQ, LA2 0EB, LA2 0ED, LA2 0EA, LA2 0EF, LA2 0EE, LA2 0HA, LA2 0ES, LA2 0EJ, LA2 0RU, LA2 0BS, LA2 0BU, LA2 0EU, LA2 0BP, LA2 0DN, LA2 0DJ, LA2 0DL, LA2 0AS, LA2 0PG | CAT D | Type 2
609910 | Burrow Beck | BURROW BECK | 6099104CW17 | BAILRIGG | LA1 4YE, LA1 4XP, LA1 4XR, LA2 0RE, LA2 0RF, PR2 8DG, BL1 5XZ, LA2 0PL, LA2 0QH, LA1 3FF, LA1 3FJ, LA1 3FN, LA1 3FL, LA1 3FE, LA1 3FH, LA1 3FG, LA1 3FP, LA1 4HZ, LA1 4JA, LA1 4HT, LA1 4JE, LA1 4JF, LA1 4JB, LA1 4JD, LA1 4HY, LA1 4JP, LA1 4HU, LA1 4HX, LA1 4HW, LA1 4LR, LA1 4JG, LA1 4LP, LA1 4LW, LA1 4LS, LA1 4LT, LA1 4LU, LA1 4NF, LA1 4NE, LA1 4NG, LA1 4NQ, LA1 4NB, LA1 4ND, LA1 4NA, LA1 4LZ, LA1 4LX, LA1 4LY, LA1 4LN, LA1 4HN, LA1 4HP, LA1 4HR, LA1 4HS, LA1 4BB, LA1 4BA, LA1 4BQ, LA1 4AJ, LA1 4AH, LA1 4ER, LA1 4HL, LA2 0RG, LA2 0RD, LA1 4JY, LA1 4LA, LA1 4LE, LA1 4NH, LA1 4JU, LA1 4LL, LA1 4JX, LA1 4LH, LA1 4LJ, LA1 4JQ, LA1 4AU, LA1 4AX, LA1 4BJ, LA1 4BD, LA1 4AY, LA1 4AZ, LA1 4NN, LA1 4QG, LA1 4RE, LA1 4RF, LA1 4QF, LA2 9EB, LA1 4JZ, LA1 4LQ, LA1 4LG, LA1 4LD, LA1 4QT, LA1 4QS, LA1 3JR, LA1 3JW, LA1 3RL, LA1 3RJ, LA1 3RN, LA1 3RP, LA1 3SR, LA1 3ST, LA1 3SS, LA1 3RW | CAT D | Type 2
609910 | Burrow Beck | BURROW BECK | 6099104CW23 | BAILRIGG LN END | LA2 0PG, LA1 4XP, LA1 4XW, LA2 0PR, LA2 0PW, LA2 0PP, LA2 0PN, LA2 0JR, LA2 0JW, LA2 0JQ, LA2 4JX, LA2 0RJ, LA2 0RL, LA2 0RB, LA2 0RP, LA2 0RR, LA2 0RS, LA2 0RH, LA2 9DD, LA2 8RB, LA2 9AH, LA2 9AE, LA2 9AQ, LA2 9AF, LA2 9AG, LA2 9AD, LA2 9AA, LA2 0JF, LA2 0JD, LA2 9AB, LA2 0JB, LA2 0HY, LA2 0JA, LA2 0JY, LA2 0PX, LA2 0HN, LA2 0HJ, LA2 0HD, LA2 9AJ, LA2 9BU, LA2 9AN, LA2 9AL, LA2 9DQ, PR3 1BP, PR3 1BQ, PR3 1DB, LA2 9DH, LA2 9DL, LA2 9DW, LA2 9AR, LA2 9BB, LA2 9BA, LA2 9BT, LA2 9BD, LA2 9BE, LA2 9BQ, LA1 1PE, LA2 9DS, LA2 9BG, LA2 9DT, LA2 9DN, LA2 0HR, LA2 0HS, LA2 9DA, LA2 9BY, LA2 9DB, LA2 9DX, LA2 0HP, LA2 0HW, CA8 9JN, LA2 9DG, LA2 9DF, PR3 1DE, LA2 9BW, LA2 9BJ, LA2 9BP, LA2 9BS, LA2 9BL, LA2 9BN, LA2 9DR, LA2 9DP, LA2 0LF, LA2 0LA, LA2 0PT, LA2 0JP, LA2 0JT, LA2 0JU, LA2 0JS, LA2 0JX, LA2 0JL, LA2 0JH, LA2 0LL, LA2 0LB, LA2 0LG, LA2 0LQ, LA2 0JZ, LA2 0RN, LA2 0NE, LA2 0EA, LA2 9AW, LA2 9AP, LA2 9AT, LA2 9AY, LA2 9AU, LA2 9AZ, LA2 9DJ, LA2 0PH, LA1 0PH, PR3 1DH, LA2 0QZ, PR3 0AR, LA2 9BZ, LA2 9DU, LA2 9BH, LA2 0LH, LA2 0NB, LA2 0JN, LA2 0PU, LA2 0JG, LA2 0LN, LA2 0LW, LA2 9AX, LA2 9BX, LA2 9SH | CAT D | Type 2
609910 | Burrow Beck | BURROW BECK | 6099104CW24 | LAWNSWOOD AVE/COLLINGHAM PK | LA1 5AD, LA1 4QA, LA1 5AB, LA1 4QB, LA1 4QD, LA1 4NP, LA1 4SQ, LA1 4PX, LA1 4PZ, LA1 4PY, LA1 4TZ, LA1 4PP, LA1 5AH, LA1 4EB, LA1 4ER, LA1 4EP, LA1 4ES, LA1 4HA, LA1 4EE, LA1 4ED, LA1 4EZ, LA1 4EX, LA1 4EA, LA1 4HD, LA1 4HF, LA1 4HB, LA1 4EY, LA1 4ET, LA1 4SA, LA1 4SE, LA1 4SB, LA1 4SW, LA1 4SL, LA1 4SN, LA1 4SP, LA1 4SS, LA1 4SR, LA1 4SG, LA1 4QH, LA1 4EQ, LA1 4EG, LA1 4EH, LA1 4EJ, LA1 4EL, LA1 4EN, LA1 4EW, LA1 4HG, LA1 4EU, LA1 4EF, LA1 4SD, LA1 4JN, LA1 4PU, LA1 4PR, LA1 4SF, LA1 4NL, LA1 4QJ, LA1 4RL, LA1 4RN, LA1 4QL, LA1 4SH, LA1 4SJ, LA1 4QN, LA1 4RB, LA1 4RA, LA1 4QZ, LA1 4RD, LA1 4RG, LA1 4QW, LA1 4RE, LA1 4RF, LA1 4QY, LA1 4QP, LA1 4RW, LA1 4QR, LA1 4QU, LA1 4QS, LA1 4QX, LA1 4NS, LA1 4PD, LA1 4NY, LA1 4PB, LA1 4PA, LA1 4NZ, LA1 4NX, LA1 4NU, LA1 4NT, LA1 4NR, LA1 4PS, LA1 4PT, LA1 4QE, LA1 4PH, LA1 4PQ, LA1 4PG, LA1 4PF, LA1 4PL, LA1 4PE, LA1 4PJ, LA1 4XN, LA1 4JL, LA1 4RJ, LA1 4RQ, LA1 4RH, LA1 4JR, LA1 4NJ, LA1 4TE, LA1 4TQ, LA1 4SX, LA1 4TG, LA1 4TB, LA1 4TD, LA1 4SZ, LA1 4TF, LA1 4TH, LA1 4TL, LA1 4TA, LA1 4SU, LA1 4UA, LA1 4TS, LA1 4ST, LA1 4TT, LA1 4SY, LA1 4TP, LA1 4UW, LA1 4UP, LA1 4UN, LA1 4UQ, LA1 4TN, LA1 4UF, LA1 AUW, LA1 4UH, LA1 4UR, LA1 4UD, LA1 4WE, LA1 4UB, LA1 4RS, LA1 4JW, LA1 4RU, LA1 4RX, LA1 4RT, LA1 4JS, LA1 4JT, LA1 4RZ, LA1 4UE, LA1 4WJ, LA1 4TW, LA1 4RR, LA1 5AQ, LA1 5AG, LA1 5AW | CAT D | Type 2
609910 | Burrow Beck | BURROW BECK | 6099104CW25 | WHINNEY CARR | LA1 5AP, LA1 5AR, LA1 5BQ, LA1 5BT, LA1 5BG, LA1 5AS, LA1 5AT, LA1 5AU, LA1 5AX, LA2 0AE, LA2 0AG, LA2 0AB, LA1 5JB, LA1 2RT, LA1 2RS, LA1 5JP, LA1 5JA, LA1 5HG, LA1 5HF, LA1 5HB, LA1 5HE, LA1 5HN, LA1 5HD, LA1 5BY, LA1 2RR, LA2 0AQ, LA2 0AD, LA2 0AA, LA1 5AZ, LA1 5AL, LA1 5AN, LA1 5BA, LA1 5FR, LA2 0BH, LA1 5LG, LA1 5EU, LA1 5LY, LA1 5EZ, LA1 5EY, LA2 0PG, LA1 5EX, LA1 5JY, LA1 5JX, LA1 5EH, LA1 5EJ, LA1 5ET, LA1 5UX, LA1 5EQ, LA1 5EG, LA1 5ER, LA1 5EP, LA1 5EL, LA1 5EW, LA1 5ES, LA1 5UQ, LA1 5UH, LA1 5UL, LA1 5UN, LA1 5UW, LA1 5UE, LA1 5UG, LA1 5UF, LA1 5UD, LA1 5UB, LA1 5UA, LA1 5UU, LA1 5TP, LA1 2SS, LA1 2BF | CAT D | Type 2